## Bid Summary
| Example 3B |  |  |  |  | 3274546 |  | 3497671 | Total bid Amount
UPDATE VALUES IN YELLOW |  |  | *Some agencies use a special code to identify the Bid Schedule
|  |  | Code* | Bid Schedule |  | Total with margin | Overhead | Total with overhead | QTY | Unit | Unit cost | Subtotals | Notes |  | Unit | Amount
| Notes |  | B-1 | 1 | Lateral DW Connection (27-inch steel at STA 10+00) | 99204 | 8924.8 | 108129 | 1 | LS | 108129 |  |  | 108129 | 108129 | 108129
|  |  | B-1 | 2 | Lateral DW Connection (27-inch steel at STA 33+52.80 East of P1030 Canal) | 29911 | 8924.8 | 38836 | 1 | LS | 38836 |  |  | 38836 | 38836 | 38836
Bid date: | 2025-05-30 |  | B-1 | 3 | Lateral DW Connection (27-inch steel at STA 33+52.80 West of P1030 Canal) | 37348 | 8924.8 | 46273 | 1 | LS | 46273 |  |  | 46273 | 46273 | 46273
Award date: | 2025-06-15 |  | B-1 | 4 | Lateral DW-1 Connection (18-inch asbestos-Cement at STA 34+33.23 | 49405 | 8924.8 | 58330 | 1 | LS | 58330 |  |  | 58330 | 58330 | 58330
Notice date: | 2025-07-15 |  | B-1 | 5 | Lateral P1030-1-1 Connection (18-inch PVC or Steel at STA 87+67.73) | 71457 | 8924.8 | 80382 | 1 | LS | 80382 |  |  | 80382 | 80382 | 80382
Start Date: | 2025-07-30 |  | B-1 | 6 | Lateral DW Connection (24-inch Steel at STA 113+99.50) | 30554 | 8924.8 | 39479 | 1 | LS | 39479 |  |  | 39479 | 39479 | 39479
Complete by: | 2026-01-30 |  | B-1 | 7 | Removal and Disposal of Existing Laterals (Lat DW Steel Pipe on C-201,C-202, C-203, C-204, C-401) | 26801 | 8924.8 | 35726 | 1 | LS | 35726 |  |  | 35726 | 35726 | 35726
|  |  | B-1 | 8 | Removal and Disposal of Existing Laterals and Turnout Connections (Asbestos Cement Pipe on C-202 and C-401) | 8398 | 8924.8 | 17323 | 1 | LS | 17323 |  |  | 17323 | 17323 | 17323
Work Days: | 184 | (including weekends) | B-1 | 9 | Removal and Disposal of Existing Turnout Connections (PVC Pipe on C-204 and C-401) | 6565 | 8924.8 | 15490 | 1 | LS | 15490 |  |  | 15490 | 15490 | 15490
|  |  | B-1 | 10 | Removal and Disposal of Existing Marker Posts and Cathodic Protection Test Stations | 16757 | 8924.8 | 25682 | 16 | EA | 1605.125 |  |  | 1605.125 | 1606 | 25696
|  |  | B-1 | 11 | 30-inch PVC Pipe (Lateral DW) | 1491655 | 8924.8 | 1500580 | 8047 | LF | 186.4769 |  | $192 estimated in D-1 | 186.4769 | 187 | 1504789
| 1000 | Liquidated Damages ($/day) | B-1 | 12 | 36-inch PVC Pipe (Lateral DW) | 677375 | 8924.8 | 686300 | 2353 | LF | 291.6702 |  |  | 291.6702 | 292 | 687076
|  |  | B-1 | 13 | Connection to Turnout 3D (10-inch Asbestos-Cement at STA 61+28.90) | 38937 | 8924.8 | 47862 | 1 | LS | 47862 |  |  | 47862 | 47862 | 47862
|  |  | B-1 | 14 | Connection to Turnout 5DT (10-inchPVC at STA 74+37.69) | 39131 | 8924.8 | 48056 | 1 | LS | 48056 |  |  | 48056 | 48056 | 48056
|  |  | B-1 | 15 | Connection to Turnout 25DT (10-inch PVC at STA 113+69.76) | 49183 | 8924.8 | 58108 | 1 | LS | 58108 |  |  | 58108 | 58108 | 58108
|  |  | B-1 | 16 | 10-inch Buried Service Butterfly Valve Assembly | 61680 | 8924.8 | 70605 | 4 | EA | 17651.25 |  |  | 17651.25 | 17652 | 70608
|  |  | B-1 | 17 | 12-inch Buried Service Butterfly Valve Assembly | 68170 | 8924.8 | 77095 | 2 | EA | 38547.5 |  |  | 38547.5 | 38548 | 77096
| 223120 | Project Overhead to be dispersed | B-1 | 18 | 18-inch Buried Service Butterfly Valve Assembly | 49165 | 8924.8 | 58090 | 2 | EA | 29045 |  |  | 29045 | 29045 | 58090
| 25 | Number of Bid Items to spread overhead | B-1 | 19 | 36-inch Buried Service Butterfly Valve Assembly | 78990 | 8924.8 | 87915 | 1 | LS | 87915 |  |  | 87915 | 87915 | 87915
| 8924.8 | Overhead $$ / site | B-1 | 20 | 2-inch Underground Combination Air Valve Assembly | 75671 | 8924.8 | 84596 | 4 | EA | 21149 |  |  | 21149 | 21149 | 84596
|  |  | B-1 | 21 | 6-inch Aboveground Combination Air Valve Assembly | 58170 | 8924.8 | 67095 | 1 | LS | 67095 |  |  | 67095 | 67095 | 67095
| 6.379% | Overhead as a % of Total | B-1 | 22 | Flange Insulation Kits | 13479 | 8924.8 | 22404 | 1 | LS | 22404 |  |  | 22404 | 22404 | 22404
|  |  | B-1 | 23 | Color Coded Marker Posts | 31929 | 8924.8 | 40854 | 14 | EA | 2918.1429 |  |  | 2918.1429 | 2919 | 40866
|  |  | B-1 | 24 | Hydrostatic Pressure Testing (30-inch DW System Pipeline and Connections) | 104291 | 8924.8 | 113216 | 1 | LS | 113216 |  |  | 113216 | 113216 | 113216
|  |  | B-1 | 25 | Hydrostatic Pressure Testing (36-inch DW System Pipeline and Connections) | 60320 | 8924.8 | 69245 | 1 | LS | 69245 |  |  | 69245 | 69245 | 69245
|  |  |  | 26 |  | 0 | 0 | 0 | 1 |  | 0 |  |  |  |  | 3502686
|  |  |  | 27 |  | 0 | 0 | 0 | 1 |  | 0
|  |  |  | 28 |  | 0 | 0 | 0 | 1 |  | 0
|  |  |  | 29 |  | 0 | 0 | 0 | 1 |  | 0
|  |  |  | 30 |  | 0 | 0 | 0 | 1 |  | 0
|  |  |  | 31 |  | 0 | 0 | 0 | 1 |  | 0
|  |  |  | 32 |  | 0 | 0 | 0 | 1 |  | 0
|  |  |  | 33 |  | 0 | 0 | 0 | 1 |  | 0
|  |  |  | 34 |  | 0 | 0 | 0 | 1 |  | 0
|  |  |  | 35 |  | 0 | 0 | 0 | 1 |  | 0
[7 empty] | 223120 | (check against Cell B21)

## Prevailing Wage
Step #1
Review the Plan Set and the Specifications to identify the type of work that will be done.
Step #2
Use this link to identify potential wage determinations for those jobs:
*Ensure you are in the correct county.
https://www.dir.ca.gov/oprl/2024-1/PWD/Determinations/Subtrades/jrnylist.html
Step #3
List the Classification as well as the corresponding wage determinations:
| Classification | Wage ($/hr) | Jobs/Tasks | Justification | Task Code (if used)
1 | Labor Lead | 74.69
2 | Laborer | 71.69 |  | https://www.dir.ca.gov/oprl/2025-1/PWD/Determinations/Southern/SC-023-102-2.pdf
3 | Operator | 96.29
4 | Driver | 76.71
5 | Plumber | 87.69 | Industrial and general pipe fitter. | https://www.dir.ca.gov/OPRL/2025-1/PWD/Determinations/Subtrades/KER.html
6 | Welder | 86.3
7
8
*For justification, see "Scope of Work Provisions" link in the wage determinations from the link above.
*Wage is non-overtime.

## Bid Schedule
Example 3B | [10 empty] | Crew Info
[11 empty] | 3 | multiplier (helpers to leadman)
[11 empty] | 8 | working hours per day
Bid # | Description | Quantity | Unit | Unit Price | Total | MARGIN | OUR COST | TOTAL COST | RESPONSIBLE PARTY |  |  |  | Category | Our Cost | Sale Price
[13 empty] | Overhead | 182719.99 | 223120
| Project OVERHEAD | Quantity | Unit | Unit Price | 223120 | 18.11% |  | 182719.99 | LAW | Margin |  |  | Mob/Demob | 0 | 0
| Bonding | 1 | EA | 130880 | 130880 | 18% | 107319.99 | 107319.99 | LAW | 18% | In-house |  | Labor | 392767.2472 | 478996
| Insurance | 1 | EA | 10370 | 10370 | 18% | 8500 | 8500 | LAW | 22% | Material |  | Materials | 1950947.72 | 2501228
| Restrooms | 12 | Months | 1465 | 17580 | 18% | 1200 | 14400 | LAW | 18% | Subs |  | Equipment | 1911 | 2331
| Administrative | 80 | HR | 147 | 11760 | 18% | 120 | 9600 | LAW | 18% | Equipment |  | Subs | 87900 | 107196
| Project Management | 200 | HR | 147 | 29400 | 18% | 120 | 24000 | LAW | 18% | Other |  | Rental | 81546.5 | 99454
| Permitting/Submittal Support | 120 | HR | 147 | 17640 | 18% | 120 | 14400 | LAW |  |  |  | Fuel | 48480 | 62166
| PM Fuel | 1 | LS | 5490 | 5490 | 18% | 4500 | 4500 | LAW |  |  |  | Other | 19000 | 23175
| Travel/Hotels | 1 | Days | 0 | 0 | 18% | 0 | 0 | LAW
| Per Diem | 1 | Days | 0 | 0 | 18% | 0 | 0 | LAW |  |  |  | Subtotal | 2765272.4572 | 3497666
[14 empty] | 20.94% | Margin (back-calculated)
BID SCHEDULE ITEMS
1 | Lateral DW Connection (27-inch steel at STA 10+00) | Quantity | Unit | Unit Price | 99204 |  | Our Cost | 78403.55 | [6 empty] | 732393.5428
| Mobilization/Demobilization | 1 | EA | 0 | 0 | 18% | 0 | 0 |  | Labor Hrs | Labor days |  | Crew days | Crew weeks
| Labor | 1 | LS | 19577 | 19577 | 18% | 16052.48 | 16052.48 |  | 5006.1836 | 625.7729 |  | 156.4432 | 31.2886
| Materials | 1 | LS | 71294 | 71294 | 22% | 55608.57 | 55608.57
| Equipment | 1 | LS | 0 | 0 | 18% | 0 | 0
| Subcontractors | 1 | LS | 0 | 0 | 18% | 0 | 0
| Rental | 1 | LS | 6089 | 6089 | 18% | 4992.5 | 4992.5
| Fuel | 1 | LS | 2244 | 2244 | 22% | 1750 | 1750
| Other | 1 | LS | 0 | 0 | 18% | 0 | 0
Blank
2 | Lateral DW Connection (27-inch steel at STA 33+52.80 East of P1030 Canal) | Quantity | Unit | Unit Price | 29911 |  |  | 23774.39
| Labor | 1 | LS | 10732 | 10732 | 18% | 8800.12 | 8800.12
| Materials | 1 | LS | 18531 | 18531 | 22% | 14453.77 | 14453.77
| Equipment | 1 | LS | 0 | 0 | 18% | 0 | 0
| Subcontractors | 1 | LS | 0 | 0 | 18% | 0 | 0
| Rental | 1 | LS | 391 | 391 | 18% | 320.5 | 320.5
| Fuel | 1 | LS | 257 | 257 | 22% | 200 | 200
| Other | 1 | LS | 0 | 0 | 18% | 0 | 0
3 | Lateral DW Connection (27-inch steel at STA 33+52.80 West of P1030 Canal) | Quantity | Unit | Unit Price | 37348 |  |  | 29575.62
| Labor | 1 | LS | 10732 | 10732 | 18% | 8800.12 | 8800.12
| Materials | 1 | LS | 25968 | 25968 | 22% | 20255 | 20255
| Equipment | 1 | LS | 0 | 0 | 18% | 0 | 0
| Subcontractors | 1 | LS | 0 | 0 | 18% | 0 | 0
| Rental | 1 | LS | 391 | 391 | 18% | 320.5 | 320.5
| Fuel | 1 | LS | 257 | 257 | 22% | 200 | 200
| Other | 1 | LS | 0 | 0 | 18% | 0 | 0
4 | Lateral DW-1 Connection (18-inch asbestos-Cement at STA 34+33.23 | Quantity | Unit | Unit Price | 49405 |  |  | 38972.55
| Labor | 1 | LS | 10547 | 10547 | 18% | 8648.3 | 8648.3
| Materials | 1 | LS | 38210 | 38210 | 22% | 29803.75 | 29803.75
| Equipment | 1 | LS | 0 | 0 | 18% | 0 | 0
| Subcontractors | 1 | LS | 0 | 0 | 18% | 0 | 0
| Rental | 1 | LS | 391 | 391 | 18% | 320.5 | 320.5
| Fuel | 1 | LS | 257 | 257 | 22% | 200 | 200
| Other | 1 | LS | 0 | 0 | 18% | 0 | 0
5 | Lateral P1030-1-1 Connection (18-inch PVC or Steel at STA 87+67.73) | Quantity | Unit | Unit Price | 71457 |  |  | 56172.55
| Labor | 1 | LS | 10547 | 10547 | 18% | 8648.3 | 8648.3
| Materials | 1 | LS | 60262 | 60262 | 22% | 47003.75 | 47003.75
| Equipment | 1 | LS | 0 | 0 | 18% | 0 | 0
| Subcontractors | 1 | LS | 0 | 0 | 18% | 0 | 0
| Rental | 1 | LS | 391 | 391 | 18% | 320.5 | 320.5
| Fuel | 1 | LS | 257 | 257 | 22% | 200 | 200
| Other | 1 | LS | 0 | 0 | 18% | 0 | 0
6 | Lateral DW Connection (24-inch Steel at STA 113+99.50) | Quantity | Unit | Unit Price | 30554 |  |  | 24268.8
| Labor | 1 | LS | 10547 | 10547 | 18% | 8648.3 | 8648.3
| Materials | 1 | LS | 19359 | 19359 | 22% | 15100 | 15100
| Equipment | 1 | LS | 0 | 0 | 18% | 0 | 0
| Subcontractors | 1 | LS | 0 | 0 | 18% | 0 | 0
| Rental | 1 | LS | 391 | 391 | 18% | 320.5 | 320.5
| Fuel | 1 | LS | 257 | 257 | 22% | 200 | 200
| Other | 1 | LS | 0 | 0 | 18% | 0 | 0
7 | Removal and Disposal of Existing Laterals (Lat DW Steel Pipe on C-201,C-202, C-203, C-204, C-401) | Quantity | Unit | Unit Price | 26801 |  |  | 21466.8
| Labor | 1 | LS | 7533 | 7533 | 18% | 6176.8 | 6176.8
| Materials | 1 | LS | 11539 | 11539 | 22% | 9000 | 9000
| Equipment | 1 | LS | 610 | 610 | 18% | 500 | 500
| Subcontractors | 1 | LS | 0 | 0 | 18% | 0 | 0
| Rental | 1 | LS | 1086 | 1086 | 18% | 890 | 890
| Fuel | 1 | LS | 1154 | 1154 | 22% | 900 | 900
| Other | 1 | LS | 4879 | 4879 | 18% | 4000 | 4000
8 | Removal and Disposal of Existing Laterals and Turnout Connections (Asbestos Cement Pipe on C-202 and C-401) | Quantity | Unit | Unit Price | 8398 |  |  | 6778.4
| Labor | 1 | LS | 3767 | 3767 | 18% | 3088.4 | 3088.4
| Materials | 1 | LS | 2565 | 2565 | 22% | 2000 | 2000
| Equipment | 1 | LS | 0 | 0 | 18% | 0 | 0
| Subcontractors | 1 | LS | 1708 | 1708 | 18% | 1400 | 1400
| Rental | 1 | LS | 281 | 281 | 18% | 230 | 230
| Fuel | 1 | LS | 77 | 77 | 22% | 60 | 60
| Other | 1 | LS | 0 | 0 | 18% | 0 | 0
9 | Removal and Disposal of Existing Turnout Connections (PVC Pipe on C-204 and C-401) | Quantity | Unit | Unit Price | 6565 |  |  | 5378.4
| Labor | 1 | LS | 3767 | 3767 | 18% | 3088.4 | 3088.4
| Materials | 1 | LS | 0 | 0 | 22% | 0 | 0
| Equipment | 1 | LS | 0 | 0 | 18% | 0 | 0
| Subcontractors | 1 | LS | 0 | 0 | 18% | 0 | 0
| Rental | 1 | LS | 281 | 281 | 18% | 230 | 230
| Fuel | 1 | LS | 77 | 77 | 22% | 60 | 60
| Other | 1 | LS | 2440 | 2440 | 18% | 2000 | 2000
10 | Removal and Disposal of Existing Marker Posts and Cathodic Protection Test Stations | Quantity | Unit | Unit Price | 16757 |  |  | 13736.64
| Labor | 1 | LS | 13935 | 13935 | 18% | 11426.64 | 11426.64
| Materials | 1 | LS | 0 | 0 | 22% | 0 | 0
| Equipment | 1 | LS | 305 | 305 | 18% | 250 | 250
| Subcontractors | 1 | LS | 0 | 0 | 18% | 0 | 0
| Rental | 1 | LS | 0 | 0 | 18% | 0 | 0
| Fuel | 1 | LS | 77 | 77 | 22% | 60 | 60
| Other | 1 | LS | 2440 | 2440 | 18% | 2000 | 2000
11 | 30-inch PVC Pipe (Lateral DW) | Quantity | Unit | Unit Price | 1491655 |  |  | 1174688.9173
| Labor | 1 | LS | 143416 | 143416 | 18% | 117600.6973 | 117600.6973
| Materials | 1 | LS | 1171575 | 1171575 | 22% | 913828.22 | 913828.22
| Equipment | 1 | LS | 0 | 0 | 18% | 0 | 0
| Subcontractors | 1 | LS | 77927 | 77927 | 18% | 63900 | 63900
| Rental | 1 | LS | 51354 | 51354 | 18% | 42110 | 42110
| Fuel | 1 | LS | 40065 | 40065 | 22% | 31250 | 31250
| Other | 1 | LS | 7318 | 7318 | 18% | 6000 | 6000
12 | 36-inch PVC Pipe (Lateral DW) | Quantity | Unit | Unit Price | 677375 |  |  | 531434.7799
| Labor | 1 | LS | 36694 | 36694 | 18% | 30088.8699 | 30088.8699
| Materials | 1 | LS | 588101 | 588101 | 22% | 458718.41 | 458718.41
| Equipment | 1 | LS | 0 | 0 | 18% | 0 | 0
| Subcontractors | 1 | LS | 27561 | 27561 | 18% | 22600 | 22600
| Rental | 1 | LS | 12839 | 12839 | 18% | 10527.5 | 10527.5
| Fuel | 1 | LS | 12180 | 12180 | 22% | 9500 | 9500
| Other | 1 | LS | 0 | 0 | 18% | 0 | 0
13 | Connection to Turnout 3D (10-inch Asbestos-Cement at STA 61+28.90) | Quantity | Unit | Unit Price | 38937 |  |  | 30807.05
| Labor | 1 | LS | 10547 | 10547 | 18% | 8648.3 | 8648.3
| Materials | 1 | LS | 27742 | 27742 | 22% | 21638.25 | 21638.25
| Equipment | 1 | LS | 0 | 0 | 18% | 0 | 0
| Subcontractors | 1 | LS | 0 | 0 | 18% | 0 | 0
| Rental | 1 | LS | 391 | 391 | 18% | 320.5 | 320.5
| Fuel | 1 | LS | 257 | 257 | 22% | 200 | 200
| Other | 1 | LS | 0 | 0 | 18% | 0 | 0
14 | Connection to Turnout 5DT (10-inchPVC at STA 74+37.69) | Quantity | Unit | Unit Price | 39131 |  |  | 30958.8
| Labor | 1 | LS | 10547 | 10547 | 18% | 8648.3 | 8648.3
| Materials | 1 | LS | 27936 | 27936 | 22% | 21790 | 21790
| Equipment | 1 | LS | 0 | 0 | 18% | 0 | 0
| Subcontractors | 1 | LS | 0 | 0 | 18% | 0 | 0
| Rental | 1 | LS | 391 | 391 | 18% | 320.5 | 320.5
| Fuel | 1 | LS | 257 | 257 | 22% | 200 | 200
| Other | 1 | LS | 0 | 0 | 18% | 0 | 0
15 | Connection to Turnout 25DT (10-inch PVC at STA 113+69.76) | Quantity | Unit | Unit Price | 49183 |  |  | 38798.8
| Labor | 1 | LS | 10547 | 10547 | 18% | 8648.3 | 8648.3
| Materials | 1 | LS | 37988 | 37988 | 22% | 29630 | 29630
| Equipment | 1 | LS | 0 | 0 | 18% | 0 | 0
| Subcontractors | 1 | LS | 0 | 0 | 18% | 0 | 0
| Rental | 1 | LS | 391 | 391 | 18% | 320.5 | 320.5
| Fuel | 1 | LS | 257 | 257 | 22% | 200 | 200
| Other | 1 | LS | 0 | 0 | 18% | 0 | 0
16 | 10-inch Buried Service Butterfly Valve Assembly | Quantity | Unit | Unit Price | 61680 |  |  | 48704.12
| Labor | 1 | LS | 14501 | 14501 | 18% | 11890.12 | 11890.12
| Materials | 1 | LS | 46531 | 46531 | 22% | 36293.5 | 36293.5
| Equipment | 1 | LS | 0 | 0 | 18% | 0 | 0
| Subcontractors | 1 | LS | 0 | 0 | 18% | 0 | 0
| Rental | 1 | LS | 391 | 391 | 18% | 320.5 | 320.5
| Fuel | 1 | LS | 257 | 257 | 22% | 200 | 200
| Other | 1 | LS | 0 | 0 | 18% | 0 | 0
17 | 12-inch Buried Service Butterfly Valve Assembly | Quantity | Unit | Unit Price | 68170 |  |  | 53766.62
| Labor | 1 | LS | 14501 | 14501 | 18% | 11890.12 | 11890.12
| Materials | 1 | LS | 53021 | 53021 | 22% | 41356 | 41356
| Equipment | 1 | LS | 0 | 0 | 18% | 0 | 0
| Subcontractors | 1 | LS | 0 | 0 | 18% | 0 | 0
| Rental | 1 | LS | 391 | 391 | 18% | 320.5 | 320.5
| Fuel | 1 | LS | 257 | 257 | 22% | 200 | 200
| Other | 1 | LS | 0 | 0 | 18% | 0 | 0
18 | 18-inch Buried Service Butterfly Valve Assembly | Quantity | Unit | Unit Price | 49165 |  |  | 38679.64
| Labor | 1 | LS | 7907 | 7907 | 18% | 6483.64 | 6483.64
| Materials | 1 | LS | 40610 | 40610 | 22% | 31675.5 | 31675.5
| Equipment | 1 | LS | 0 | 0 | 18% | 0 | 0
| Subcontractors | 1 | LS | 0 | 0 | 18% | 0 | 0
| Rental | 1 | LS | 391 | 391 | 18% | 320.5 | 320.5
| Fuel | 1 | LS | 257 | 257 | 22% | 200 | 200
| Other | 1 | LS | 0 | 0 | 18% | 0 | 0
19 | 36-inch Buried Service Butterfly Valve Assembly | Quantity | Unit | Unit Price | 78990 |  |  | 62077.7
| Labor | 1 | LS | 11300 | 11300 | 18% | 9265.2 | 9265.2
| Materials | 1 | LS | 67042 | 67042 | 22% | 52292 | 52292
| Equipment | 1 | LS | 0 | 0 | 18% | 0 | 0
| Subcontractors | 1 | LS | 0 | 0 | 18% | 0 | 0
| Rental | 1 | LS | 391 | 391 | 18% | 320.5 | 320.5
| Fuel | 1 | LS | 257 | 257 | 22% | 200 | 200
| Other | 1 | LS | 0 | 0 | 18% | 0 | 0
20 | 2-inch Underground Combination Air Valve Assembly | Quantity | Unit | Unit Price | 75671 |  |  | 60072.44
| Labor | 1 | LS | 24844 | 24844 | 18% | 20371.44 | 20371.44
| Materials | 1 | LS | 49154 | 49154 | 22% | 38340 | 38340
| Equipment | 1 | LS | 1416 | 1416 | 18% | 1161 | 1161
| Subcontractors | 1 | LS | 0 | 0 | 18% | 0 | 0
| Rental | 1 | LS | 0 | 0 | 18% | 0 | 0
| Fuel | 1 | LS | 257 | 257 | 22% | 200 | 200
| Other | 1 | LS | 0 | 0 | 18% | 0 | 0
21 | 6-inch Aboveground Combination Air Valve Assembly | Quantity | Unit | Unit Price | 58170 |  |  | 45688.3
| Labor | 1 | LS | 7533 | 7533 | 18% | 6176.8 | 6176.8
| Materials | 1 | LS | 49989 | 49989 | 22% | 38991 | 38991
| Equipment | 1 | LS | 0 | 0 | 18% | 0 | 0
| Subcontractors | 1 | LS | 0 | 0 | 18% | 0 | 0
| Rental | 1 | LS | 391 | 391 | 18% | 320.5 | 320.5
| Fuel | 1 | LS | 257 | 257 | 22% | 200 | 200
| Other | 1 | LS | 0 | 0 | 18% | 0 | 0
22 | Flange Insulation Kits | Quantity | Unit | Unit Price | 13479 |  |  | 10795.2
| Labor | 1 | LS | 7068 | 7068 | 18% | 5795.2 | 5795.2
| Materials | 1 | LS | 6411 | 6411 | 22% | 5000 | 5000
| Equipment | 1 | LS | 0 | 0 | 18% | 0 | 0
| Subcontractors | 1 | LS | 0 | 0 | 18% | 0 | 0
| Rental | 1 | LS | 0 | 0 | 18% | 0 | 0
| Fuel | 1 | LS | 0 | 0 | 22% | 0 | 0
| Other | 1 | LS | 0 | 0 | 18% | 0 | 0
23 | Color Coded Marker Posts | Quantity | Unit | Unit Price | 31929 |  |  | 25935.4
| Labor | 1 | LS | 24714 | 24714 | 18% | 20265.4 | 20265.4
| Materials | 1 | LS | 5347 | 5347 | 22% | 4170 | 4170
| Equipment | 1 | LS | 0 | 0 | 18% | 0 | 0
| Subcontractors | 1 | LS | 0 | 0 | 18% | 0 | 0
| Rental | 1 | LS | 1098 | 1098 | 18% | 900 | 900
| Fuel | 1 | LS | 770 | 770 | 22% | 600 | 600
| Other | 1 | LS | 0 | 0 | 18% | 0 | 0
24 | Hydrostatic Pressure Testing (30-inch DW System Pipeline and Connections) | Quantity | Unit | Unit Price | 104291 |  |  | 83300.8
| Labor | 1 | LS | 36709 | 36709 | 18% | 30100.8 | 30100.8
| Materials | 1 | LS | 53847 | 53847 | 22% | 42000 | 42000
| Equipment | 1 | LS | 0 | 0 | 18% | 0 | 0
| Subcontractors | 1 | LS | 0 | 0 | 18% | 0 | 0
| Rental | 1 | LS | 12196 | 12196 | 18% | 10000 | 10000
| Fuel | 1 | LS | 1539 | 1539 | 22% | 1200 | 1200
| Other | 1 | LS | 0 | 0 | 18% | 0 | 0
25 | Hydrostatic Pressure Testing (36-inch DW System Pipeline and Connections) | Quantity | Unit | Unit Price | 60320 |  |  | 48316.2
| Labor | 1 | LS | 16484 | 16484 | 18% | 13516.2 | 13516.2
| Materials | 1 | LS | 28206 | 28206 | 22% | 22000 | 22000
| Equipment | 1 | LS | 0 | 0 | 18% | 0 | 0
| Subcontractors | 1 | LS | 0 | 0 | 18% | 0 | 0
| Rental | 1 | LS | 9147 | 9147 | 18% | 7500 | 7500
| Fuel | 1 | LS | 385 | 385 | 22% | 300 | 300
| Other | 1 | LS | 6098 | 6098 | 18% | 5000 | 5000
26 | 0 | Quantity | Unit | Unit Price | 0 |  |  | 0
| Labor | 1 | LS | 0 | 0 | 18% | 0 | 0
| Materials | 1 | LS | 0 | 0 | 22% | 0 | 0
| Equipment | 1 | LS | 0 | 0 | 18% | 0 | 0
| Subcontractors | 1 | LS | 0 | 0 | 18% | 0 | 0
| Rental | 1 | LS | 0 | 0 | 18% | 0 | 0
| Fuel | 1 | LS | 0 | 0 | 22% | 0 | 0
| Other | 1 | LS | 0 | 0 | 18% | 0 | 0
27 | 0 | Quantity | Unit | Unit Price | 0 |  |  | 0
| Labor | 1 | LS | 0 | 0 | 18% | 0 | 0
| Materials | 1 | LS | 0 | 0 | 22% | 0 | 0
| Equipment | 1 | LS | 0 | 0 | 18% | 0 | 0
| Subcontractors | 1 | LS | 0 | 0 | 18% | 0 | 0
| Rental | 1 | LS | 0 | 0 | 18% | 0 | 0
| Fuel | 1 | LS | 0 | 0 | 22% | 0 | 0
| Other | 1 | LS | 0 | 0 | 18% | 0 | 0
28 | 0 | Quantity | Unit | Unit Price | 0 |  |  | 0
| Labor | 1 | LS | 0 | 0 | 18% | 0 | 0
| Materials | 1 | LS | 0 | 0 | 22% | 0 | 0
| Equipment | 1 | LS | 0 | 0 | 18% | 0 | 0
| Subcontractors | 1 | LS | 0 | 0 | 18% | 0 | 0
| Rental | 1 | LS | 0 | 0 | 18% | 0 | 0
| Fuel | 1 | LS | 0 | 0 | 22% | 0 | 0
| Other | 1 | LS | 0 | 0 | 18% | 0 | 0
29 | 0 | Quantity | Unit | Unit Price | 0 |  |  | 0
| Labor | 1 | LS | 0 | 0 | 18% | 0 | 0
| Materials | 1 | LS | 0 | 0 | 22% | 0 | 0
| Equipment | 1 | LS | 0 | 0 | 18% | 0 | 0
| Subcontractors | 1 | LS | 0 | 0 | 18% | 0 | 0
| Rental | 1 | LS | 0 | 0 | 18% | 0 | 0
| Fuel | 1 | LS | 0 | 0 | 22% | 0 | 0
| Other | 1 | LS | 0 | 0 | 18% | 0 | 0
30 | 0 | Quantity | Unit | Unit Price | 0 |  |  | 0
| Labor | 1 | LS | 0 | 0 | 18% | 0 | 0
| Materials | 1 | LS | 0 | 0 | 22% | 0 | 0
| Equipment | 1 | LS | 0 | 0 | 18% | 0 | 0
| Subcontractors | 1 | LS | 0 | 0 | 18% | 0 | 0
| Rental | 1 | LS | 0 | 0 | 18% | 0 | 0
| Fuel | 1 | LS | 0 | 0 | 22% | 0 | 0
| Other | 1 | LS | 0 | 0 | 18% | 0 | 0
31 | 0 | Quantity | Unit | Unit Price | 0 |  |  | 0
| Labor | 1 | LS | 0 | 0 | 18% | 0 | 0
| Materials | 1 | LS | 0 | 0 | 22% | 0 | 0
| Equipment | 1 | LS | 0 | 0 | 18% | 0 | 0
| Subcontractors | 1 | LS | 0 | 0 | 18% | 0 | 0
| Rental | 1 | LS | 0 | 0 | 18% | 0 | 0
| Fuel | 1 | LS | 0 | 0 | 22% | 0 | 0
| Other | 1 | LS | 0 | 0 | 18% | 0 | 0
32 | 0 | Quantity | Unit | Unit Price | 0 |  |  | 0
| Labor | 1 | LS | 0 | 0 | 18% | 0 | 0
| Materials | 1 | LS | 0 | 0 | 22% | 0 | 0
| Equipment | 1 | LS | 0 | 0 | 18% | 0 | 0
| Subcontractors | 1 | LS | 0 | 0 | 18% | 0 | 0
| Rental | 1 | LS | 0 | 0 | 18% | 0 | 0
| Fuel | 1 | LS | 0 | 0 | 22% | 0 | 0
| Other | 1 | LS | 0 | 0 | 18% | 0 | 0
33 | 0 | Quantity | Unit | Unit Price | 0 |  |  | 0
| Labor | 1 | LS | 0 | 0 | 18% | 0 | 0
| Materials | 1 | LS | 0 | 0 | 22% | 0 | 0
| Equipment | 1 | LS | 0 | 0 | 18% | 0 | 0
| Subcontractors | 1 | LS | 0 | 0 | 18% | 0 | 0
| Rental | 1 | LS | 0 | 0 | 18% | 0 | 0
| Fuel | 1 | LS | 0 | 0 | 22% | 0 | 0
| Other | 1 | LS | 0 | 0 | 18% | 0 | 0
34 | 0 | Quantity | Unit | Unit Price | 0 |  |  | 0
| Labor | 1 | LS | 0 | 0 | 18% | 0 | 0
| Materials | 1 | LS | 0 | 0 | 22% | 0 | 0
| Equipment | 1 | LS | 0 | 0 | 18% | 0 | 0
| Subcontractors | 1 | LS | 0 | 0 | 18% | 0 | 0
| Rental | 1 | LS | 0 | 0 | 18% | 0 | 0
| Fuel | 1 | LS | 0 | 0 | 22% | 0 | 0
| Other | 1 | LS | 0 | 0 | 18% | 0 | 0
35 | 0 | Quantity | Unit | Unit Price | 0 |  |  | 0
| Labor | 1 | LS | 0 | 0 | 18% | 0 | 0
| Materials | 1 | LS | 0 | 0 | 22% | 0 | 0
| Equipment | 1 | LS | 0 | 0 | 18% | 0 | 0
| Subcontractors | 1 | LS | 0 | 0 | 18% | 0 | 0
| Rental | 1 | LS | 0 | 0 | 18% | 0 | 0
| Fuel | 1 | LS | 0 | 0 | 22% | 0 | 0
| Other | 1 | LS | 0 | 0 | 18% | 0 | 0

## Bid Bond
| 0% | buffer for bid bond (dependent on confidence in all bid items)
Job Cost Breakdown | Totals
Labor | 392767.2472
Equipment Rental | 81546.5
Subs | 87900
Material | 1950947.72
Overhead | 182719.99
Profit | 732393.5428
Other | 69391
Total Uncompleted Work | 3497666
| 3577333 | Estimate Project Total (for Bond, use a nice round number based on the "total uncompleted work" above)
| 10% | Bid Bond % (see specs)
| 3% | Performance Bond Premium %
| Bid Bond Check | 3.068%

## Bid Item 1
[8 empty] | Bid Item Total | 78403.55 | OUR COST
Lateral DW Connection (27-inch steel at STA 10+00)
| ITEM | BID PACKET PAGE | QTY | UNIT | UNIT COST 1 | VENDOR 1 | UNIT COST 1 | VENDOR 2 | Total | COMMENT/NOTES
| Mobilization/Demobilization | [7 empty] | 0
1 | Mobilization | [7 empty] | 0
2 | Demobilization | [7 empty] | 0
3 | [8 empty] | 0
Add More | [8 empty] | 0
| Labor | [7 empty] | 16052.48
1 | Labor Lead |  | 40 | HR | 74.69 |  |  |  | 2987.6 | Input Prevailing Wage rates on "Prevailing Wage" tab.
2 | Laborer |  | 120 | HR | 71.69 |  |  |  | 8602.8 | Assumes # of helpers to crew lead as outlined on Bid Schedule tab
3 | Operator |  | 32 | HR | 96.29 |  |  |  | 3081.28
4 | Driver |  |  | HR | 76.71 |  |  |  | 0
5 | Plumber |  |  | HR | 87.69 |  |  |  | 0
6 | Welder |  | 16 | HR | 86.3 |  |  |  | 1380.8
7 | 0 |  |  | HR | 0 |  |  |  | 0
8 | 0 |  |  | HR | 0 |  |  |  | 0
Add More | [8 empty] | 0
| Materials | [7 empty] | 55608.57
1 | 28" CL-D Flange |  | 1 | ea | 355 | BPS |  |  | 355 | CLASS D SLIP FLG 1.313 THK A105 PF2800-D-105
2 | 36" x 28" Steel reducer .25" wall |  | 1 | ea | 2098.77 | BPS |  |  | 2098.77 | STD WALL .375W
3 | 36" .25" wall steel pipe |  | 3 | ft | 300 |  |  |  | 900
4 | 36" RFCA |  | 1 | ea | 12500 |  |  |  | 12500
5 | SS Bolt kit 28" F x F |  | 1 | ea | 1200 |  |  |  | 1200
6 | 28" FF Flange Gasket |  | 1 | ea | 50 |  |  |  | 50
7 | Coating |  | 1 | ea | 2500 | Guess |  |  | 2500
8 | 36" Bell Restraints |  | 6 | ea | 2900 | Pace |  |  | 17400
| C900 Pipe |  | 120 | ft | 155.04 | JM |  |  | 18604.8
Add More | [8 empty] | 0
End | [8 empty] | 0
| Equipment | [7 empty] | 0
1 | [8 empty] | 0
2 | [8 empty] | 0
3 | [8 empty] | 0
4 | [8 empty] | 0
Add More | [8 empty] | 0
End | [8 empty] | 0
| Subcontractors | [7 empty] | 0
1 | [8 empty] | 0
2 | [8 empty] | 0
3 | [8 empty] | 0
4 | [8 empty] | 0
Add More | [8 empty] | 0
End | [8 empty] | 0
| Rental | [7 empty] | 4992.5
1 | 100k excavator w/ 5' bucket |  | 0.1 | Mo | 12500 |  |  |  | 1250 | For equipment rates see this spreadsheet:
2 | Jumping jacks |  | 0.5 | Mo | 605 |  |  |  | 302.5 | https://laurel-ag.box.com/s/fscobx1vxxwhne2hxnathrnucmlxae6m
3 | Trench compactor |  | 0.1 | Mo | 3700 |  |  |  | 370
| Trench plates and shoring |  | 0.2 | MO | 6000 |  |  |  | 1200
| 60k excavator for slinging pipe and backfill |  | 0.1 | Mo | 8500 |  |  |  | 850
| Dozer for final grading |  | 0.1 | Mo | 10200 |  |  |  | 1020
Add More | [8 empty] | 0
End | [8 empty] | 0
| Fuel | [7 empty] | 1750
1 | Diesel |  | 250 | Gal | 6 |  |  |  | 1500
2 | Gas |  | 50 | gal | 5 |  |  |  | 250
3 | [8 empty] | 0
4 | [8 empty] | 0
Add More | [8 empty] | 0
End | [8 empty] | 0
| Other (may sometimes include Bonds and Insurance) | [7 empty] | 0
1 | [8 empty] | 0
2 | [8 empty] | 0
3 | [8 empty] | 0
4 | [8 empty] | 0
Add More | [8 empty] | 0
End | [8 empty] | 0

## 2
[8 empty] | Bid Item Total | 23774.39 | OUR COST
Lateral DW Connection (27-inch steel at STA 33+52.80 East of P1030 Canal)
| ITEM | BID PACKET PAGE | QTY | UNIT | UNIT COST 1 | VENDOR 1 | UNIT COST 2 | VENDOR 2 | Total | COMMENT/NOTES
| Labor | [7 empty] | 8800.12
1 | Labor Lead |  | 24 | HR | 74.69 |  |  |  | 1792.56 | Input Prevailing Wage rates on "Prevailing Wage" tab.
2 | Laborer |  | 72 | HR | 71.69 |  |  |  | 5161.68 | Assumes # of helpers to crew lead as outlined on "Bid Schedule" tab.
3 | Operator |  | 12 | HR | 96.29 |  |  |  | 1155.48
4 | Driver |  |  | HR | 76.71 |  |  |  | 0
5 | Plumber |  |  | HR | 87.69 |  |  |  | 0
6 | Welder |  | 8 | HR | 86.3 |  |  |  | 690.4
7 | 0 |  |  | HR | 0 |  |  |  | 0
8 | 0 |  |  | HR | 0 |  |  |  | 0
Add More |  |  |  | HR |  |  |  |  | 0
| Materials | [7 empty] | 14453.77
1 | 28" CL-D Flange (welded to E) |  | 1 | ea | 355 | BPS |  |  | 355 | CLASS D SLIP FLG 1.313 THK A105 PF2800-D-105
2 | 36" x 28" Steel reducer .25" wall |  | 1 | ea | 2098.77 | BPS |  |  | 2098.77 | STD WALL .375W
3 | 36" .25" wall steel pipe |  | 3 | ft | 300 |  |  |  | 900
4 | 36" RFCA |  | 1 | ea | 4500 | Guess |  |  | 4500
5 | SS Bolt kit 28" F x F |  | 1 | ea | 1200 |  |  |  | 1200
6 | SS Bolt kit 36" F xF |  | 1 | ea | 1500 |  |  |  | 1500
7 | FF Flange Gaskets |  | 1 | ea | 200 |  |  |  | 200
8 | Coating |  | 1 | ea | 2500 |  |  |  | 2500
9 | Fabrication |  | 1 | ea | 1200 |  |  |  | 1200
Add More | [8 empty] | 0
End | [8 empty] | 0
| Equipment | [7 empty] | 0
1 | [8 empty] | 0
2 | [8 empty] | 0
3 | [8 empty] | 0
4 | [8 empty] | 0
Add More | [8 empty] | 0
End | [8 empty] | 0
| Subcontractors | [7 empty] | 0
1 | [8 empty] | 0
2 | [8 empty] | 0
3 | [8 empty] | 0
4 | [8 empty] | 0
Add More | [8 empty] | 0
End | [8 empty] | 0
| Rental | [7 empty] | 320.5
1 | Mini Ex |  | 0.1 | mo | 2600 |  |  |  | 260 | For equipment rates see this spreadsheet:
2 | Jumping jack |  | 0.1 | mo | 605 |  |  |  | 60.5 | https://laurel-ag.box.com/s/fscobx1vxxwhne2hxnathrnucmlxae6m
3 | [8 empty] | 0
4 | [8 empty] | 0
Add More | [8 empty] | 0
End | [8 empty] | 0
| Fuel | [7 empty] | 200
1 | Diesel |  | 25 | gal | 6 |  |  |  | 150
2 | Gas |  | 10 | gal | 5 |  |  |  | 50
3 | [8 empty] | 0
4 | [8 empty] | 0
Add More | [8 empty] | 0
End | [8 empty] | 0
| Other | [7 empty] | 0
1 | [8 empty] | 0
2 | [8 empty] | 0
3 | [8 empty] | 0
4 | [8 empty] | 0
Add More | [8 empty] | 0
End | [8 empty] | 0

## 3
[8 empty] | Bid Item Total | 29575.62 | OUR COST
Lateral DW Connection (27-inch steel at STA 33+52.80 West of P1030 Canal)
| ITEM | BID PACKET PAGE | QTY | UNIT | UNIT COST 1 | VENDOR 1 | UNIT COST 2 | VENDOR 2 | Total | COMMENT/NOTES
| Labor | [7 empty] | 8800.12
1 | Labor Lead |  | 24 | HR | 74.69 |  |  |  | 1792.56 | Input Prevailing Wage rates on "Prevailing Wage" tab.
2 | Laborer |  | 72 | HR | 71.69 |  |  |  | 5161.68 | Assumes # of helpers to crew lead as outlined on Bid Schedule tab
3 | Operator |  | 12 | HR | 96.29 |  |  |  | 1155.48
4 | Driver |  |  | HR | 76.71 |  |  |  | 0
5 | Plumber |  |  | HR | 87.69 |  |  |  | 0
6 | Welder |  | 8 | HR | 86.3 |  |  |  | 690.4
7 | 0 |  |  | HR | 0 |  |  |  | 0
8 | 0 |  |  | HR | 0 |  |  |  | 0
Add More |  |  |  | HR |  |  |  |  | 0
| Materials | [7 empty] | 20255
1 | 28" CL-D Flange |  | 1 | ea | 355 | BPS |  |  | 355 | CLASS D SLIP FLG 1.313 THK A105 PF2800-D-105
2 | 30" X 28" RFCA |  | 1 | ea | 6500 | Guess |  |  | 6500
3 | SS Bolt kit 28" F x F |  | 1 | ea | 1200 |  |  |  | 1200
4 | FF Flange Gaskets |  | 1 | ea | 200 |  |  |  | 200
5 | Coating |  | 1 | ea | 2500 |  |  |  | 2500
| SS Bolt kit 30" F x F |  | 1 | ea | 1500 |  |  |  | 1500
Add More | 30" Restraint Repair coupler for Bulkhead testing |  | 1 | ea | 8000 |  |  |  | 8000
End | [8 empty] | 0
| Equipment | [7 empty] | 0
1 | [8 empty] | 0
2 | [8 empty] | 0
3 | [8 empty] | 0
4 | [8 empty] | 0
Add More | [8 empty] | 0
End | [8 empty] | 0
| Subcontractors | [7 empty] | 0
1 | [8 empty] | 0
2 | [8 empty] | 0
3 | [8 empty] | 0
4 | [8 empty] | 0
Add More | [8 empty] | 0
End | [8 empty] | 0
| Rental | [7 empty] | 320.5
1 | Mini Ex |  | 0.1 | mo | 2600 |  |  |  | 260 | For equipment rates see this spreadsheet:
2 | Jumping jack |  | 0.1 | mo | 605 |  |  |  | 60.5 | https://laurel-ag.box.com/s/fscobx1vxxwhne2hxnathrnucmlxae6m
3 | [8 empty] | 0
4 | [8 empty] | 0
Add More | [8 empty] | 0
End | [8 empty] | 0
| Fuel | [7 empty] | 200
1 | Diesel |  | 25 | gal | 6 |  |  |  | 150
2 | Gas |  | 10 | gal | 5 |  |  |  | 50
3 | [8 empty] | 0
4 | [8 empty] | 0
Add More | [8 empty] | 0
End | [8 empty] | 0
| Other | [7 empty] | 0
1 | [8 empty] | 0
2 | [8 empty] | 0
3 | [8 empty] | 0
4 | [8 empty] | 0
Add More | [8 empty] | 0
End | [8 empty] | 0

## 4
[8 empty] | Bid Item Total | 38972.55 | OUR COST
Lateral DW-1 Connection (18-inch asbestos-Cement at STA 34+33.23
| ITEM | BID PACKET PAGE | QTY | UNIT | UNIT COST 1 | VENDOR 1 | UNIT COST 2 | VENDOR 2 | Total | COMMENT/NOTES
| Labor | [7 empty] | 8648.3
1 | Labor Lead |  | 24 | HR | 74.69 |  |  |  | 1792.56 | Input Prevailing Wage rates on "Prevailing Wage" tab.
2 | Laborer |  | 72 | HR | 71.69 |  |  |  | 5161.68 | Assumes # of helpers to crew lead as outlined on Bid Schedule tab
3 | Operator |  | 16 | HR | 96.29 |  |  |  | 1540.64
4 | Driver |  | 2 | HR | 76.71 |  |  |  | 153.42
5 | Plumber |  |  | HR | 87.69 |  |  |  | 0
6 | Welder |  |  | HR | 86.3 |  |  |  | 0
7 | 0 |  |  | HR | 0 |  |  |  | 0
8 | 0 |  |  | HR | 0 |  |  |  | 0
Add More |  |  |  | HR |  |  |  |  | 0
| Materials | [7 empty] | 29803.75
1 | 30" restrained x 18" flanged tee |  | 1 | ea | 8500 | Guess |  |  | 8500
2 | 18" RFCA |  | 1 | ea | 2854.75 | PACE |  |  | 2854.75 | RMCRFCA1950 RFCA 19.50 RESTRAINED FLG CPLG ADA ROMAC
3 | 18" PVC to AC pipe adaptor |  | 1 | ea | 3500 |  |  |  | 3500
4 | 18" butterfly valve |  | 1 | ea | 11819 | B&K |  |  | 11819
5 | 18" DR 25 Pipe |  | 31 | ft | 50 |  |  |  | 1550
6 | Christy GO5 Valve Box (concrete ring) |  | 1 | ea | 250 |  |  |  | 250
7 | Bingham & Taylor Valve Sentinal (lock) |  | 1 | ea | 250 |  |  |  | 250
8 | Concrete Pad |  | 1 | ea | 1000 |  |  |  | 1000
9 | SDR 35 8" Pipe |  | 5 | ft | 16 |  |  |  | 80
0
Add More | [8 empty] | 0
End | [8 empty] | 0
| Equipment | [7 empty] | 0
1 | [8 empty] | 0
2 | [8 empty] | 0
3 | [8 empty] | 0
4 | [8 empty] | 0
Add More | [8 empty] | 0
End | [8 empty] | 0
| Subcontractors | [7 empty] | 0
1 | [8 empty] | 0
2 | [8 empty] | 0
3 | [8 empty] | 0
4 | [8 empty] | 0
Add More | [8 empty] | 0
End | [8 empty] | 0
| Rental | [7 empty] | 320.5
1 | Mini Ex |  | 0.1 | mo | 2600 |  |  |  | 260 | For equipment rates see this spreadsheet:
2 | Jumping jack |  | 0.1 | mo | 605 |  |  |  | 60.5 | https://laurel-ag.box.com/s/fscobx1vxxwhne2hxnathrnucmlxae6m
3 | [8 empty] | 0
4 | [8 empty] | 0
Add More | [8 empty] | 0
End | [8 empty] | 0
| Fuel | [7 empty] | 200
1 | Diesel |  | 25 | gal | 6 |  |  |  | 150
2 | Gas |  | 10 | gal | 5 |  |  |  | 50
3 | [8 empty] | 0
4 | [8 empty] | 0
Add More | [8 empty] | 0
End | [8 empty] | 0
| Other | [7 empty] | 0
1 | [8 empty] | 0 | Hard hats, etc.
2 | [8 empty] | 0
3 | [8 empty] | 0
4 | [8 empty] | 0
Add More | [8 empty] | 0
End | [8 empty] | 0

## 5
[8 empty] | Bid Item Total | 56172.55 | OUR COST
Lateral P1030-1-1 Connection (18-inch PVC or Steel at STA 87+67.73)
| ITEM | BID PACKET PAGE | QTY | UNIT | UNIT COST 1 | VENDOR 1 | UNIT COST 2 | VENDOR 2 | Total | COMMENT/NOTES
| Labor | [7 empty] | 8648.3
1 | Labor Lead |  | 24 | HR | 74.69 |  |  |  | 1792.56 | Input Prevailing Wage rates on "Prevailing Wage" tab.
2 | Laborer |  | 72 | HR | 71.69 |  |  |  | 5161.68 | Assumes # of helpers to crew lead as outlined on Bid Schedule tab
3 | Operator |  | 16 | HR | 96.29 |  |  |  | 1540.64
4 | Driver |  | 2 | HR | 76.71 |  |  |  | 153.42
5 | Plumber |  |  | HR | 87.69 |  |  |  | 0
6 | Welder |  |  | HR | 86.3 |  |  |  | 0
7 | 0 |  |  | HR | 0 |  |  |  | 0
8 | 0 |  |  | HR | 0 |  |  |  | 0
Add More |  |  |  | HR |  |  |  |  | 0
| Materials | [7 empty] | 47003.75
1 | 30" restrained x 18" flanged tee |  | 1 | ea | 8500 |  |  |  | 8500
2 | 18" RFCA |  | 1 | ea | 2854.75 | PACE |  |  | 2854.75 | RMCRFCA1950 RFCA 19.50 RESTRAINED FLG CPLG ADA ROMAC
3 | 18" PVC Pipe |  | 5 | ft | 50 |  |  |  | 250
4 | 30" restained couplers |  | 2 | ea | 10000 |  |  |  | 20000
5 | 18" butterfly valve |  | 1 | ea | 11819 | B&K |  |  | 11819
6 | Christy GO5 Valve Box (concrete ring) |  | 1 | ea | 250 |  |  |  | 250
| Bingham & Taylor Valve Sentinal (lock) |  | 1 | ea | 250 |  |  |  | 250
| Concrete Pad |  | 1 | ea | 1000 |  |  |  | 1000
| SDR 35 8" Pipe |  | 5 | ft | 16 |  |  |  | 80
Add More | Bolt kit 18" FxF SS |  | 4 | ea | 500 |  |  |  | 2000
End | [8 empty] | 0
| Equipment | [7 empty] | 0
1 | [8 empty] | 0
2 | [8 empty] | 0
3 | [8 empty] | 0
4 | [8 empty] | 0
Add More | [8 empty] | 0
End | [8 empty] | 0
| Subcontractors | [7 empty] | 0
1 | [8 empty] | 0
2 | [8 empty] | 0
3 | [8 empty] | 0
4 | [8 empty] | 0
Add More | [8 empty] | 0
End | [8 empty] | 0
| Rental | [7 empty] | 320.5
1 | Mini Ex |  | 0.1 | mo | 2600 |  |  |  | 260 | For equipment rates see this spreadsheet:
2 | Jumping jack |  | 0.1 | mo | 605 |  |  |  | 60.5 | https://laurel-ag.box.com/s/fscobx1vxxwhne2hxnathrnucmlxae6m
3 | [8 empty] | 0
4 | [8 empty] | 0
Add More | [8 empty] | 0
End | [8 empty] | 0
| Fuel | [7 empty] | 200
1 | Diesel |  | 25 | gal | 6 |  |  |  | 150
2 | Gas |  | 10 | gal | 5 |  |  |  | 50
3 | [8 empty] | 0
4 | [8 empty] | 0
Add More | [8 empty] | 0
End | [8 empty] | 0
| Other | [7 empty] | 0
1 | [8 empty] | 0
2 | [8 empty] | 0 | Month
3 | [8 empty] | 0
4 | [8 empty] | 0
Add More | [8 empty] | 0
End | [8 empty] | 0

## 6
[8 empty] | Bid Item Total | 24268.8 | OUR COST
Lateral DW Connection (24-inch Steel at STA 113+99.50)
| ITEM | BID PACKET PAGE | QTY | UNIT | UNIT COST 1 | VENDOR 1 | UNIT COST 2 | VENDOR 2 | Total | COMMENT/NOTES
| Labor | [7 empty] | 8648.3
1 | Labor Lead |  | 24 | HR | 74.69 |  |  |  | 1792.56 | Input Prevailing Wage rates on "Prevailing Wage" tab.
2 | Laborer |  | 72 | HR | 71.69 |  |  |  | 5161.68 | Assumes # of helpers to crew lead as outlined on Bid Schedule tab
3 | Operator |  | 16 | HR | 96.29 |  |  |  | 1540.64
4 | Driver |  | 2 | HR | 76.71 |  |  |  | 153.42
5 | Plumber |  |  | HR | 87.69 |  |  |  | 0
6 | Welder |  |  | HR | 86.3 |  |  |  | 0
7 | 0 |  |  | HR | 0 |  |  |  | 0
8 | 0 |  |  | HR | 0 |  |  |  | 0
Add More |  |  |  | HR |  |  |  |  | 0
| Materials | [7 empty] | 15100
1 | ACP sleeve to steel flange |  | 1 | ea | 5000 |  |  |  | 5000
2 | 30" Restrained x 24" FLG Reducer |  | 1 | ea | 6500 |  |  |  | 6500
3 | 24" CL-D Flange |  | 1 | ea | 300 |  |  |  | 300
4 | 24" Bolt Kit Stainless Steel |  | 1 | ea | 1200 |  |  |  | 1200
5 | Coating |  | 1 | ea | 1500 |  |  |  | 1500
6 | Mortar |  | 2 | CY | 300 |  |  |  | 600
7 | [8 empty] | 0
8 | [8 empty] | 0
Add More | [8 empty] | 0
End | [8 empty] | 0
| Equipment | [7 empty] | 0
1 | [8 empty] | 0
2 | [8 empty] | 0
3 | [8 empty] | 0
4 | [8 empty] | 0
Add More | [8 empty] | 0
End | [8 empty] | 0
| Subcontractors | [7 empty] | 0
1 | [8 empty] | 0
2 | [8 empty] | 0
3 | [8 empty] | 0
4 | [8 empty] | 0
Add More | [8 empty] | 0
End | [8 empty] | 0
| Rental | [7 empty] | 320.5
1 | Mini Ex |  | 0.1 | mo | 2600 |  |  |  | 260 | For equipment rates see this spreadsheet:
2 | Jumping jack |  | 0.1 | mo | 605 |  |  |  | 60.5 | https://laurel-ag.box.com/s/fscobx1vxxwhne2hxnathrnucmlxae6m
3 | [8 empty] | 0
4 | [8 empty] | 0
Add More | [8 empty] | 0
End | [8 empty] | 0
| Fuel | [7 empty] | 200
1 | Diesel |  | 25 | gal | 6 |  |  |  | 150
2 | Gas |  | 10 | gal | 5 |  |  |  | 50
3 | [8 empty] | 0
4 | [8 empty] | 0
Add More | [8 empty] | 0
End | [8 empty] | 0
| Other | [7 empty] | 0
1 | [8 empty] | 0
2 | [8 empty] | 0
3 | [8 empty] | 0
4 | [8 empty] | 0
Add More | [8 empty] | 0
End | [8 empty] | 0

## 7
[8 empty] | Bid Item Total | 21466.8 | OUR COST
Removal and Disposal of Existing Laterals (Lat DW Steel Pipe on C-201,C-202, C-203, C-204, C-401)
| ITEM | BID PACKET PAGE | QTY | UNIT | UNIT COST 1 | VENDOR 1 | UNIT COST 2 | VENDOR 2 | Total | COMMENT/NOTES
| Labor | [7 empty] | 6176.8
1 | Labor Lead |  | 16 | HR | 74.69 |  |  |  | 1195.04 | Input Prevailing Wage rates on "Prevailing Wage" tab.
2 | Laborer |  | 48 | HR | 71.69 |  |  |  | 3441.12 | Assumes # of helpers to crew lead as outlined on Bid Schedule tab
3 | Operator |  | 16 | HR | 96.29 |  |  |  | 1540.64 |  |  | 270' of 24" CML&C pipe to remove
4 | Driver |  |  | HR | 76.71 |  |  |  | 0
5 | Plumber |  |  | HR | 87.69 |  |  |  | 0
6 | Welder |  |  | HR | 86.3 |  |  |  | 0
7 | 0 |  |  | HR | 0 |  |  |  | 0
8 | 0 |  |  | HR | 0 |  |  |  | 0
Add More |  |  |  | HR |  |  |  |  | 0 |  | Plugs | Sheet | Length (ft) | Type | Size (in)
| Materials | [7 empty] | 9000 |  | 1 | 201 | 25 | CMLC | 27
1 | Plugs |  | 9 | ea | 1000 |  |  |  | 9000 |  | 2 | 202 | 80 | CMLC | 24
2 | [8 empty] | 0 |  | 1 | 202 | 10 | ACP | 18 | Existing lateral DW-1
3 | [8 empty] | 0 |  | 1 | 203 | 24 | CMLC | 24
4 | [8 empty] | 0 |  | 1 | 203 | 20 | PVC or CMLC | 18
Add More | [8 empty] | 0 |  | 1 | 204 | 35 | CMLC | 24
End | [8 empty] | 0 |  |  | 204
| Equipment | [7 empty] | 500 |  |  | 204 | 20 | PVC | 10
1 | Dump Trailer |  | 1 | Week | 500 |  |  |  | 500 |  | 3 | 401 | 111 | CMLC | 24
2 | [8 empty] | 0 |  |  | 401 | 10 | PVC | 10
3 | [8 empty] | 0 |  | 1 | 401 | 14 | ACP | 10
4 | [8 empty] | 0 |  |  |  | 324
Add More | [8 empty] | 0
End | [8 empty] | 0
| Subcontractors | [7 empty] | 0 |  |  | Red is on Bid Item 8
1 | [8 empty] | 0 | 2 tons/load legally
2 | [8 empty] | 0
3 | [8 empty] | 0
4 | [8 empty] | 0
Add More | [8 empty] | 0
End | [8 empty] | 0
| Rental | [7 empty] | 890
1 | Mini Ex |  | 0.15 | mo | 2600 |  |  |  | 390 | For equipment rates see this spreadsheet:
2 | Saw |  | 0.5 | week | 1000 |  |  |  | 500 | https://laurel-ag.box.com/s/fscobx1vxxwhne2hxnathrnucmlxae6m
3 | [8 empty] | 0
4 | [8 empty] | 0
Add More | [8 empty] | 0
End | [8 empty] | 0
| Fuel | [7 empty] | 900
1 | Diesel |  | 150 | gal | 6 |  |  |  | 900
2 | Gas | [7 empty] | 0
3 | [8 empty] | 0
4 | [8 empty] | 0
Add More | [8 empty] | 0
End | [8 empty] | 0
| Other | [7 empty] | 4000
1 | Dump Cost |  | 2 | loads | 2000 |  |  |  | 4000
2 | [8 empty] | 0
3 | [8 empty] | 0
4 | [8 empty] | 0
Add More | [8 empty] | 0
End | [8 empty] | 0

## 8
[8 empty] | Bid Item Total | 6778.4 | OUR COST
Removal and Disposal of Existing Laterals and Turnout Connections (Asbestos Cement Pipe on C-202 and C-401)
| ITEM | BID PACKET PAGE | QTY | UNIT | UNIT COST 1 | VENDOR 1 | UNIT COST 2 | VENDOR 2 | Total | COMMENT/NOTES
| Labor | [7 empty] | 3088.4
1 | Labor Lead |  | 8 | HR | 74.69 |  |  |  | 597.52 | Input Prevailing Wage rates on "Prevailing Wage" tab.
2 | Laborer |  | 24 | HR | 71.69 |  |  |  | 1720.56 | Assumes # of helpers to crew lead as outlined on Bid Schedule tab
3 | Operator |  | 8 | HR | 96.29 |  |  |  | 770.32
4 | Driver |  |  | HR | 76.71 |  |  |  | 0
5 | Plumber |  |  | HR | 87.69 |  |  |  | 0
6 | Welder |  |  | HR | 86.3 |  |  |  | 0
7 | 0 |  |  | HR | 0 |  |  |  | 0
8 | 0 |  |  | HR | 0 |  |  |  | 0
Add More |  |  |  | HR |  |  |  |  | 0
| Materials | [7 empty] | 2000
1 | Plugs |  | 2 | ea | 1000 |  |  |  | 2000
2 | [8 empty] | 0
3 | [8 empty] | 0
4 | [8 empty] | 0
Add More | [8 empty] | 0
End | [8 empty] | 0
| Equipment | [7 empty] | 0
1 | [8 empty] | 0
2 | [8 empty] | 0
3 | [8 empty] | 0
4 | [8 empty] | 0
Add More | [8 empty] | 0
End | [8 empty] | 0
| Subcontractors | [7 empty] | 1400
1 | Asbestos Removal |  | 0.5 | loads | 2800 |  |  |  | 1400 | 2 tons/load legally
2 | [8 empty] | 0
3 | [8 empty] | 0
4 | [8 empty] | 0
Add More | [8 empty] | 0
End | [8 empty] | 0
| Rental | [7 empty] | 230
1 | Mini Ex |  | 0.05 | mo | 2600 |  |  |  | 130 | For equipment rates see this spreadsheet:
2 | Saw |  | 0.1 | week | 1000 |  |  |  | 100 | https://laurel-ag.box.com/s/fscobx1vxxwhne2hxnathrnucmlxae6m
3 | [8 empty] | 0
4 | [8 empty] | 0
Add More | [8 empty] | 0
End | [8 empty] | 0
| Fuel | [7 empty] | 60
1 | Diesel |  | 10 | gal | 6 |  |  |  | 60
2 | Gas | [7 empty] | 0
3 | [8 empty] | 0
4 | [8 empty] | 0
Add More | [8 empty] | 0
End | [8 empty] | 0
| Other | [7 empty] | 0
1 | [8 empty] | 0
2 | [8 empty] | 0
3 | [8 empty] | 0
4 | [8 empty] | 0
Add More | [8 empty] | 0
End | [8 empty] | 0

## 9
[8 empty] | Bid Item Total | 5378.4 | OUR COST
Removal and Disposal of Existing Turnout Connections (PVC Pipe on C-204 and C-401)
| ITEM | BID PACKET PAGE | QTY | UNIT | UNIT COST 1 | VENDOR 1 | UNIT COST 2 | VENDOR 2 | Total | COMMENT/NOTES
| Labor | [7 empty] | 3088.4
1 | Labor Lead |  | 8 | HR | 74.69 |  |  |  | 597.52 | Input Prevailing Wage rates on "Prevailing Wage" tab.
2 | Laborer |  | 24 | HR | 71.69 |  |  |  | 1720.56 | Assumes # of helpers to crew lead as outlined on Bid Schedule tab
3 | Operator |  | 8 | HR | 96.29 |  |  |  | 770.32
4 | Driver |  |  | HR | 76.71 |  |  |  | 0
5 | Plumber |  |  | HR | 87.69 |  |  |  | 0
6 | Welder |  |  | HR | 86.3 |  |  |  | 0
7 | 0 |  |  | HR | 0 |  |  |  | 0
8 | 0 |  |  | HR | 0 |  |  |  | 0
Add More |  |  |  | HR |  |  |  |  | 0
| Materials | [7 empty] | 0
1 | [8 empty] | 0
2 | [8 empty] | 0
3 | [8 empty] | 0
4 | [8 empty] | 0
Add More | [8 empty] | 0
End | [8 empty] | 0
| Equipment | [7 empty] | 0
1 | [8 empty] | 0
2 | [8 empty] | 0
3 | [8 empty] | 0
4 | [8 empty] | 0
Add More | [8 empty] | 0
End | [8 empty] | 0
| Subcontractors | [7 empty] | 0
1 | [8 empty] | 0
2 | [8 empty] | 0
3 | [8 empty] | 0
4 | [8 empty] | 0
Add More | [8 empty] | 0
End | [8 empty] | 0
| Rental | [7 empty] | 230
1 | Mini Ex |  | 0.05 | mo | 2600 |  |  |  | 130 | For equipment rates see this spreadsheet:
2 | Saw |  | 0.1 | week | 1000 |  |  |  | 100 | https://laurel-ag.box.com/s/fscobx1vxxwhne2hxnathrnucmlxae6m
3 | [8 empty] | 0
4 | [8 empty] | 0
Add More | [8 empty] | 0
End | [8 empty] | 0
| Fuel | [7 empty] | 60
1 | Diesel |  | 10 | gal | 6 |  |  |  | 60
2 | Gas | [7 empty] | 0
3 | [8 empty] | 0
4 | [8 empty] | 0
Add More | [8 empty] | 0
End | [8 empty] | 0
| Other | [7 empty] | 2000
1 | Dump Cost |  | 1 | loads | 2000 |  |  |  | 2000
2 | [8 empty] | 0
3 | [8 empty] | 0
4 | [8 empty] | 0
Add More | [8 empty] | 0
End | [8 empty] | 0

## 10
[8 empty] | Bid Item Total | 13736.64 | OUR COST
Removal and Disposal of Existing Marker Posts and Cathodic Protection Test Stations
| ITEM | BID PACKET PAGE | QTY | UNIT | UNIT COST 1 | VENDOR 1 | UNIT COST 2 | VENDOR 2 | Total | COMMENT/NOTES
| Labor | [7 empty] | 11426.64
1 | Labor Lead |  | 32 | HR | 74.69 |  |  |  | 2390.08 | Input Prevailing Wage rates on "Prevailing Wage" tab.
2 | Laborer |  | 96 | HR | 71.69 |  |  |  | 6882.24 | Assumes # of helpers to crew lead as outlined on Bid Schedule tab
3 | Operator |  | 16 | HR | 96.29 |  |  |  | 1540.64
4 | Driver |  | 8 | HR | 76.71 |  |  |  | 613.68
5 | Plumber |  |  | HR | 87.69 |  |  |  | 0
6 | Welder |  |  | HR | 86.3 |  |  |  | 0
7 | 0 |  |  | HR | 0 |  |  |  | 0
8 | 0 |  |  | HR | 0 |  |  |  | 0
Add More |  |  |  | HR |  |  |  |  | 0
| Materials | [7 empty] | 0
1 | [8 empty] | 0
2 | [8 empty] | 0
3 | [8 empty] | 0
4 | [8 empty] | 0
Add More | [8 empty] | 0
End | [8 empty] | 0
| Equipment | [7 empty] | 250
1 | Dump Trailer |  | 1 | day | 250 |  |  |  | 250
2 | [8 empty] | 0
3 | [8 empty] | 0
4 | [8 empty] | 0
Add More | [8 empty] | 0
End | [8 empty] | 0
| Subcontractors | [7 empty] | 0
1 | [8 empty] | 0
2 | [8 empty] | 0
3 | [8 empty] | 0
4 | [8 empty] | 0
Add More | [8 empty] | 0
End | [8 empty] | 0
| Rental | [7 empty] | 0
1 | [8 empty] | 0 | For equipment rates see this spreadsheet:
2 | [8 empty] | 0 | https://laurel-ag.box.com/s/fscobx1vxxwhne2hxnathrnucmlxae6m
3 | [8 empty] | 0
4 | [8 empty] | 0
Add More | [8 empty] | 0
End | [8 empty] | 0
| Fuel | [7 empty] | 60
1 | Diesel |  | 10 | gal | 6 |  |  |  | 60
2 | Gas | [7 empty] | 0
3 | [8 empty] | 0
4 | [8 empty] | 0
Add More | [8 empty] | 0
End | [8 empty] | 0
| Other | [7 empty] | 2000
1 | Dump |  | 1 | load | 2000 |  |  |  | 2000
2 | [8 empty] | 0
3 | [8 empty] | 0
4 | [8 empty] | 0
Add More | [8 empty] | 0
End | [8 empty] | 0

## 11
[8 empty] | Bid Item Total | 1174688.9173 | OUR COST
30-inch PVC Pipe (Lateral DW)
| ITEM | BID PACKET PAGE | QTY | UNIT | UNIT COST 1 | VENDOR 1 | UNIT COST 2 | VENDOR 2 | Total | COMMENT/NOTES
| Labor | [7 empty] | 117600.6973
1 | Labor Lead |  |  | HR | 74.69 |  |  |  | 0 | Input Prevailing Wage rates on "Prevailing Wage" tab.
2 | Laborer |  | 551.7943 | HR | 71.69 |  |  |  | 39558.1323 | Assumes # of helpers to crew lead as outlined on Bid Schedule tab
3 | Operator |  | 459.8286 | HR | 96.29 |  |  |  | 44276.8931
4 | Driver |  | 229.9143 | HR | 76.71 |  |  |  | 17636.7249
5 | Plumber |  | 183.9314 | HR | 87.69 |  |  |  | 16128.947
6 | Welder |  |  | HR | 86.3 |  |  |  | 0
7 | 0 |  |  | HR | 0 |  |  |  | 0
8 | 0 |  |  | HR | 0 |  |  |  | 0
Add More |  |  |  | HR |  |  |  |  | 0
| Materials | [7 empty] | 913828.22
1 | 30" PVC Pipe DR25 |  | 8047 | ft | 105.76 | JM |  |  | 851050.72 | Quoted | 350 | ft/day
2 | 30" 45* Elbow Hymax |  | 7 | ea | 3982.5 | PACE |  |  | 27877.5 | DCF45MJ30 30 MJ 45 ELL AC CL | 22.9914 | days
3 | Concrete for Thrust Blocks |  | 7 | ea | 2500 |  |  |  | 17500 |  | 2.5 | operators (excavators and compactor)
4 | 30" Bell Restraints |  | 6 | ea | 2900 | Pace |  |  | 17400
5 | [8 empty] | 0
6 | [8 empty] | 0
7 | [8 empty] | 0
8 | [8 empty] | 0 |  | 32.4171 | installation
Add More | [8 empty] | 0
End | [8 empty] | 0
| Equipment | [7 empty] | 0
1 | [8 empty] | 0
2 | [8 empty] | 0
3 | [8 empty] | 0
4 | [8 empty] | 0
Add More | [8 empty] | 0
End | [8 empty] | 0
| Subcontractors | [7 empty] | 63900
1 | Compaction Testing |  | 27 | EA | 1700 | G3 Engineering |  |  | 45900 | Every 300 ft
2 | Suitability Testing |  | 6 | EA | 3000 | G3 Engineering |  |  | 18000 | Assumed # of tests
3 | [8 empty] | 0
4 | [8 empty] | 0
Add More | [8 empty] | 0
End | [8 empty] | 0
| Rental | [7 empty] | 42110
1 | 100k excavator w/ 5' bucket |  | 1 | Mo | 12500 |  |  |  | 12500 | For equipment rates see this spreadsheet:
2 | Jumping jacks |  | 2 | Mo | 605 |  |  |  | 1210 | https://laurel-ag.box.com/s/fscobx1vxxwhne2hxnathrnucmlxae6m
3 | Trench compactor |  | 1 | Mo | 3700 |  |  |  | 3700
4 | Trench plates and shoring |  | 1 | Mo | 6000 |  |  |  | 6000
5 | 60k excavator for slinging pipe and backfill |  | 1 | Mo | 8500 |  |  |  | 8500
6 | Dozer for final grading |  | 1 | Mo | 10200 |  |  |  | 10200
7 | [8 empty] | 0
8 | [8 empty] | 0
Add More | [8 empty] | 0
End | [8 empty] | 0
| Fuel | [7 empty] | 31250
1 | Diesel |  | 5000 | gal | 6 |  |  |  | 30000
2 | Gas |  | 250 | gal | 5 |  |  |  | 1250
3 | [8 empty] | 0
4 | [8 empty] | 0
Add More | [8 empty] | 0
End | [8 empty] | 0
| Other | [7 empty] | 6000
1 | Shoring Plan and Shop Drawings |  | 1 | LS | 2500 |  |  |  | 2500
2 | Excavation Permit |  | 1 | LS | 1000 |  |  |  | 1000
3 | Material Samples & Results |  | 1 | LS | 2500 |  |  |  | 2500
4 | [8 empty] | 0
Add More | [8 empty] | 0
End | [8 empty] | 0

## 12
[8 empty] | Bid Item Total | 531434.7799 | OUR COST
36-inch PVC Pipe (Lateral DW)
| ITEM | BID PACKET PAGE | QTY | UNIT | UNIT COST 1 | VENDOR 1 | UNIT COST 2 | VENDOR 2 | Total | COMMENT/NOTES
| Labor | [7 empty] | 30088.8699
1 | Labor Lead |  |  | HR | 74.69 |  |  |  | 0 | Input Prevailing Wage rates on "Prevailing Wage" tab.
2 | Laborer |  | 141.18 | HR | 71.69 |  |  |  | 10121.1942 | Assumes # of helpers to crew lead as outlined on Bid Schedule tab
3 | Operator |  | 117.65 | HR | 96.29 |  |  |  | 11328.5185
4 | Driver |  | 58.825 | HR | 76.71 |  |  |  | 4512.4658
5 | Plumber |  | 47.06 | HR | 87.69 |  |  |  | 4126.6914
6 | Welder |  |  | HR | 86.3 |  |  |  | 0
7 | 0 |  |  | HR | 0 |  |  |  | 0
8 | 0 |  |  | HR | 0 |  |  |  | 0
Add More |  |  |  | HR |  |  |  |  | 0
| Materials | [7 empty] | 458718.41
1 | PVC PIPE C900 36" DR25 |  | 2353 | FT | 155.04 | JM |  |  | 364809.12 | Quoted | 400 | ft/day
2 | 36" 45* Elbow Hymax (36X 45 DI MJ BND) |  | 5 | ea | 5821.75 | PACE |  |  | 29108.75 |  | 5.8825 | days
3 | 36" 11.25* Elbow Hymax (36x 11 1/4 DI MJ BND) |  | 2 | ea | 3615.59 | pace |  |  | 7231.18 | Quoted 3/25 #2306408 | 2.5 | operators (excavators and compactor)
4 | bell joint restraint 36" c900 |  | 14 |  | 2869.24 | pace |  |  | 40169.36 | Quoted 3/25 #2306408 -- 2 per bend
5 | 36" Bell Restraints |  | 6 | ea | 2900 | Pace |  |  | 17400
6 | [8 empty] | 0
7 | [8 empty] | 0
8 | [8 empty] | 0 |  | 30.9037 | installation
Add More | [8 empty] | 0
End | [8 empty] | 0
| Equipment | [7 empty] | 0
1 | [8 empty] | 0
2 | [8 empty] | 0
3 | [8 empty] | 0
4 | [8 empty] | 0
Add More | [8 empty] | 0
End | [8 empty] | 0
| Subcontractors | [7 empty] | 22600
1 | Compaction Testing |  | 8 | EA | 1700 | G3 Engineering |  |  | 13600
2 | Suitability Testing |  | 3 | EA | 3000 | G3 Engineering |  |  | 9000
3 | [8 empty] | 0
4 | [8 empty] | 0
Add More | [8 empty] | 0
End | [8 empty] | 0
| Rental | [7 empty] | 10527.5
1 | 100k excavator w/ 5' bucket |  | 0.25 | Mo | 12500 |  |  |  | 3125 | For equipment rates see this spreadsheet:
2 | Jumping jacks |  | 0.5 | Mo | 605 |  |  |  | 302.5 | https://laurel-ag.box.com/s/fscobx1vxxwhne2hxnathrnucmlxae6m
3 | Trench compactor |  | 0.25 | Mo | 3700 |  |  |  | 925
4 | Trench plates and shoring |  | 0.25 | MO | 6000 |  |  |  | 1500
5 | 60k excavator for slinging pipe and backfill |  | 0.25 | Mo | 8500 |  |  |  | 2125
6 | Dozer for final grading |  | 0.25 | Mo | 10200 |  |  |  | 2550
7 | [8 empty] | 0
8 | [8 empty] | 0
0
Add More | [8 empty] | 0
End | [8 empty] | 0
| Fuel | [7 empty] | 9500
1 | Diesel |  | 1500 | gal | 6 |  |  |  | 9000
2 | Gas |  | 100 | gal | 5 |  |  |  | 500
3 | [8 empty] | 0
4 | [8 empty] | 0
Add More | [8 empty] | 0
End | [8 empty] | 0
| Other | [7 empty] | 0
1 | [8 empty] | 0
2 | [8 empty] | 0
3 | [8 empty] | 0
4 | [8 empty] | 0
Add More | [8 empty] | 0
End | [8 empty] | 0

## 13
[8 empty] | Bid Item Total | 30807.05 | OUR COST
Connection to Turnout 3D (10-inch Asbestos-Cement at STA 61+28.90)
| ITEM | BID PACKET PAGE | QTY | UNIT | UNIT COST 1 | VENDOR 1 | UNIT COST 2 | VENDOR 2 | Total | COMMENT/NOTES
| Labor | [7 empty] | 8648.3
1 | Labor Lead |  | 24 | HR | 74.69 |  |  |  | 1792.56 | Input Prevailing Wage rates on "Prevailing Wage" tab.
2 | Laborer |  | 72 | HR | 71.69 |  |  |  | 5161.68 | Assumes # of helpers to crew lead as outlined on Bid Schedule tab
3 | Operator |  | 16 | HR | 96.29 |  |  |  | 1540.64
4 | Driver |  | 2 | HR | 76.71 |  |  |  | 153.42
5 | Plumber |  |  | HR | 87.69 |  |  |  | 0
6 | Welder |  |  | HR | 86.3 |  |  |  | 0
7 | 0 |  |  | HR | 0 |  |  |  | 0
8 | 0 |  |  | HR | 0 |  |  |  | 0
Add More |  |  |  | HR |  |  |  |  | 0
| Materials | [7 empty] | 21638.25
1 | 30" x 30" x 10" Tee Restrained x FLG |  | 1 | ea | 10000 | Guess |  |  | 10000
2 | 10" PVC Pipe DR25 |  | 20 | ft | 23 |  |  |  | 460
3 | 10" Hymax coupling from PVC to AC CL35 Pipe |  | 1 | ea | 670 | Pace |  |  | 670 | HYM2CPLG10 10 CPLG 10.70-12.00 OD 860-54-0272-16 HYMAX2
4 | Coating |  | 1 | LS | 2500 |  |  |  | 2500
5 | 10" restrained flange adaptor | $381 NO RESTRAINT | 2 | ea | 3000 | PACE |  |  | 6000 | DCFADPTMJFLG10 10 MJ*FLG ADPT AC CL
6 | 10" flange with sleeve for ACP pipe |  | 1 | ea | 1160 | PACE |  |  | 1160 | HYMFA10 10 FLG ADPT 10.70-12.00 OD 874-54-10027212
7 | [8 empty] | 0
8 | [8 empty] | 0
9 | [8 empty] | 0
10 | [8 empty] | 0
11 | [8 empty] | 0
12 | 10" DI Tee |  | 1 | ea | 848.25 |  |  |  | 848.25 | DCFTMJFLG10 10 MJ*FLG TEE AC CL
13 | [8 empty] | 0
Add More | [8 empty] | 0
End | [8 empty] | 0
| Equipment | [7 empty] | 0
1 | [8 empty] | 0
2 | [8 empty] | 0
3 | [8 empty] | 0
4 | [8 empty] | 0
Add More | [8 empty] | 0
End | [8 empty] | 0
| Subcontractors | [7 empty] | 0
1 | [8 empty] | 0
2 | [8 empty] | 0
3 | [8 empty] | 0
4 | [8 empty] | 0
Add More | [8 empty] | 0
End | [8 empty] | 0
| Rental | [7 empty] | 320.5
1 | Mini Ex |  | 0.1 | mo | 2600 |  |  |  | 260 | For equipment rates see this spreadsheet:
2 | Jumping jack |  | 0.1 | mo | 605 |  |  |  | 60.5 | https://laurel-ag.box.com/s/fscobx1vxxwhne2hxnathrnucmlxae6m
3 | [8 empty] | 0
4 | [8 empty] | 0
Add More | [8 empty] | 0
End | [8 empty] | 0
| Fuel | [7 empty] | 200
1 | Diesel |  | 25 | gal | 6 |  |  |  | 150
2 | Gas |  | 10 | gal | 5 |  |  |  | 50
3 | [8 empty] | 0
4 | [8 empty] | 0
Add More | [8 empty] | 0
End | [8 empty] | 0
| Other | [7 empty] | 0
1 | [8 empty] | 0
2 | [8 empty] | 0
3 | [8 empty] | 0
4 | [8 empty] | 0
Add More | [8 empty] | 0
End | [8 empty] | 0

## 14
[8 empty] | Bid Item Total | 30958.8 | OUR COST
Connection to Turnout 5DT (10-inchPVC at STA 74+37.69)
| ITEM | BID PACKET PAGE | QTY | UNIT | UNIT COST 1 | VENDOR 1 | UNIT COST 2 | VENDOR 2 | Total | COMMENT/NOTES
| Labor | [7 empty] | 8648.3
1 | Labor Lead |  | 24 | HR | 74.69 |  |  |  | 1792.56 | Input Prevailing Wage rates on "Prevailing Wage" tab.
2 | Laborer |  | 72 | HR | 71.69 |  |  |  | 5161.68 | Assumes # of helpers to crew lead as outlined on Bid Schedule tab
3 | Operator |  | 16 | HR | 96.29 |  |  |  | 1540.64
4 | Driver |  | 2 | HR | 76.71 |  |  |  | 153.42
5 | Plumber |  |  | HR | 87.69 |  |  |  | 0
6 | Welder |  |  | HR | 86.3 |  |  |  | 0
7 | 0 |  |  | HR | 0 |  |  |  | 0
8 | 0 |  |  | HR | 0 |  |  |  | 0
Add More |  |  |  | HR |  |  |  |  | 0
| Materials | [7 empty] | 21790
1 | 30" x 30" x 10" Tee Restrained x FLG |  | 1 | ea | 9000 | Guess |  |  | 9000
2 | 10" PVC Pipe DR25 |  | 20 | ft | 23 |  |  |  | 460
3 | 10" Hymax coupling from PVC to AC CL35 Pipe |  | 1 | ea | 670 | Pace |  |  | 670 | HYM2CPLG10 10 CPLG 10.70-12.00 OD 860-54-0272-16 HYMAX2
4 | Coating |  | 1 | LS | 2500 |  |  |  | 2500
5 | 10" restrained flange adaptor | $381 NO RESTRAINT | 2 | ea | 3000 |  |  |  | 6000 | DCFADPTMJFLG10 10 MJ*FLG ADPT AC CL
6 | 10" flange with sleeve for ACP pipe |  | 1 | ea | 1160 | PACE |  |  | 1160 | HYMFA10 10 FLG ADPT 10.70-12.00 OD 874-54-10027212
7 | 10" DI Tee |  | 1 | ea | 2000 | B&K |  |  | 2000
Add More | [8 empty] | 0
End | [8 empty] | 0
| Equipment | [7 empty] | 0
1 | [8 empty] | 0
2 | [8 empty] | 0
3 | [8 empty] | 0
4 | [8 empty] | 0
Add More | [8 empty] | 0
End | [8 empty] | 0
| Subcontractors | [7 empty] | 0
1 | [8 empty] | 0
2 | [8 empty] | 0
3 | [8 empty] | 0
4 | [8 empty] | 0
Add More | [8 empty] | 0
End | [8 empty] | 0
| Rental | [7 empty] | 320.5
1 | Mini Ex |  | 0.1 | mo | 2600 |  |  |  | 260 | For equipment rates see this spreadsheet:
2 | Jumping jack |  | 0.1 | mo | 605 |  |  |  | 60.5 | https://laurel-ag.box.com/s/fscobx1vxxwhne2hxnathrnucmlxae6m
3 | [8 empty] | 0
4 | [8 empty] | 0
Add More | [8 empty] | 0
End | [8 empty] | 0
| Fuel | [7 empty] | 200
1 | Diesel |  | 25 | gal | 6 |  |  |  | 150
2 | Gas |  | 10 | gal | 5 |  |  |  | 50
3 | [8 empty] | 0
4 | [8 empty] | 0
Add More | [8 empty] | 0
End | [8 empty] | 0
| Other | [7 empty] | 0
1 | [8 empty] | 0
2 | [8 empty] | 0
3 | [8 empty] | 0
4 | [8 empty] | 0
Add More | [8 empty] | 0
End | [8 empty] | 0

## 15
[8 empty] | Bid Item Total | 38798.8 | OUR COST
Connection to Turnout 25DT (10-inch PVC at STA 113+69.76)
| ITEM | BID PACKET PAGE | QTY | UNIT | UNIT COST 1 | VENDOR 1 | UNIT COST 2 | VENDOR 2 | Total | COMMENT/NOTES
| Labor | [7 empty] | 8648.3
1 | Labor Lead |  | 24 | HR | 74.69 |  |  |  | 1792.56 | Input Prevailing Wage rates on "Prevailing Wage" tab.
2 | Laborer |  | 72 | HR | 71.69 |  |  |  | 5161.68 | Assumes # of helpers to crew lead as outlined on Bid Schedule tab
3 | Operator |  | 16 | HR | 96.29 |  |  |  | 1540.64
4 | Driver |  | 2 | HR | 76.71 |  |  |  | 153.42
5 | Plumber |  |  | HR | 87.69 |  |  |  | 0
6 | Welder |  |  | HR | 86.3 |  |  |  | 0
7 | 0 |  |  | HR | 0 |  |  |  | 0
8 | 0 |  |  | HR | 0 |  |  |  | 0
Add More |  |  |  | HR |  |  |  |  | 0
| Materials | [7 empty] | 29630
1 | 30" x 30" x 10" Tee Restrained x FLG |  | 1 | ea | 10000 | Guess |  |  | 10000
2 | 10" PVC Pipe DR25 |  | 20 | ft | 23 |  |  |  | 460
3 | 10" Hymax coupling from PVC to AC CL35 Pipe |  | 1 | ea | 670 | Pace |  |  | 670 | HYM2CPLG10 10 CPLG 10.70-12.00 OD 860-54-0272-16 HYMAX2
4 | Coating |  | 1 |  | 2500 |  |  |  | 2500
5 | 10" restrained flange adaptor | $381 NO RESTRAINT | 2 | ea | 3000 |  |  |  | 6000 | DCFADPTMJFLG10 10 MJ*FLG ADPT AC CL
6 | 30" restained couplers |  | 1 | ea | 10000 |  |  |  | 10000
0
Add More | [8 empty] | 0
End | [8 empty] | 0
| Equipment | [7 empty] | 0
1 | [8 empty] | 0
2 | [8 empty] | 0
3 | [8 empty] | 0
4 | [8 empty] | 0
Add More | [8 empty] | 0
End | [8 empty] | 0
| Subcontractors | [7 empty] | 0
1 | [8 empty] | 0
2 | [8 empty] | 0
3 | [8 empty] | 0
4 | [8 empty] | 0
Add More | [8 empty] | 0
End | [8 empty] | 0
| Rental | [7 empty] | 320.5
1 | Mini Ex |  | 0.1 | mo | 2600 |  |  |  | 260 | For equipment rates see this spreadsheet:
2 | Jumping jack |  | 0.1 | mo | 605 |  |  |  | 60.5 | https://laurel-ag.box.com/s/fscobx1vxxwhne2hxnathrnucmlxae6m
3 | [8 empty] | 0
4 | [8 empty] | 0
Add More | [8 empty] | 0
End | [8 empty] | 0
| Fuel | [7 empty] | 200
1 | Diesel |  | 25 | gal | 6 |  |  |  | 150
2 | Gas |  | 10 | gal | 5 |  |  |  | 50
3 | [8 empty] | 0
4 | [8 empty] | 0
Add More | [8 empty] | 0
End | [8 empty] | 0
| Other | [7 empty] | 0
1 | [8 empty] | 0
2 | [8 empty] | 0
3 | [8 empty] | 0
4 | [8 empty] | 0
Add More | [8 empty] | 0
End | [8 empty] | 0

## 16
[8 empty] | Bid Item Total | 48704.12 | OUR COST
10-inch Buried Service Butterfly Valve Assembly
| ITEM | BID PACKET PAGE | QTY | UNIT | UNIT COST 1 | VENDOR 1 | UNIT COST 2 | VENDOR 2 | Total | COMMENT/NOTES
| Labor | [7 empty] | 11890.12
1 | Labor Lead |  | 32 | HR | 74.69 |  |  |  | 2390.08 | Input Prevailing Wage rates on "Prevailing Wage" tab.
2 | Laborer |  | 96 | HR | 71.69 |  |  |  | 6882.24 | Assumes # of helpers to crew lead as outlined on Bid Schedule tab
3 | Operator |  | 24 | HR | 96.29 |  |  |  | 2310.96
4 | Driver |  | 4 | HR | 76.71 |  |  |  | 306.84
5 | Plumber |  |  | HR | 87.69 |  |  |  | 0
6 | Welder |  |  | HR | 86.3 |  |  |  | 0
7 | 0 |  |  | HR | 0 |  |  |  | 0
8 | 0 |  |  | HR | 0 |  |  |  | 0
Add More |  |  |  | HR |  |  |  |  | 0
| Materials | [7 empty] | 36293.5
1 | 10" BFV Valmatic |  | 4 | ea | 2892 | B&K |  |  | 11568
2 | Bolt kit 10" FxBFVxF SS |  | 8 | ea | 400 |  |  |  | 3200
3 | 10" Flange Adap |  | 3 | ea | 381 | PACE |  |  | 1143 | DCFADPTMJFLG10 10 MJ*FLG ADPT AC CL
4 | 36" x 36" x 10" Tee Restained x Flg |  | 1 | ea | 10000 |  |  |  | 10000 | 36X 12 DI MJ TEE $4534.32 - PACE 03/2025
5 | 10" Blind Flange |  | 1 | ea | 62.5 | BPS |  |  | 62.5 | 150 CLASS LIGHT IRRIG BLIND FLG
6 | Coating |  | 4 | ea | 1000 |  |  |  | 4000
7 | Concrete |  | 4 | ea | 1000 |  |  |  | 4000
| Christy GO5 Valve Box (concrete ring) |  | 4 | ea | 250 |  |  |  | 1000
| Bingham & Taylor Valve Sentinal (lock) |  | 4 | ea | 250 |  |  |  | 1000
| SDR 35 8" Pipe |  | 20 | ft | 16 |  |  |  | 320
Add More | [8 empty] | 0
End | [8 empty] | 0
| Equipment | [7 empty] | 0
1 | [8 empty] | 0
2 | [8 empty] | 0
3 | [8 empty] | 0
4 | [8 empty] | 0
Add More | [8 empty] | 0
End | [8 empty] | 0
| Subcontractors | [7 empty] | 0
1 | [8 empty] | 0
2 | [8 empty] | 0
3 | [8 empty] | 0
4 | [8 empty] | 0
Add More | [8 empty] | 0
End | [8 empty] | 0
| Rental | [7 empty] | 320.5
1 | Mini Ex |  | 0.1 | mo | 2600 |  |  |  | 260 | For equipment rates see this spreadsheet:
2 | Jumping jack |  | 0.1 | mo | 605 |  |  |  | 60.5 | https://laurel-ag.box.com/s/fscobx1vxxwhne2hxnathrnucmlxae6m
3 | [8 empty] | 0
4 | [8 empty] | 0
Add More | [8 empty] | 0
End | [8 empty] | 0
| Fuel | [7 empty] | 200
1 | Diesel |  | 25 | gal | 6 |  |  |  | 150
2 | Gas |  | 10 | gal | 5 |  |  |  | 50
3 | [8 empty] | 0
4 | [8 empty] | 0
Add More | [8 empty] | 0
End | [8 empty] | 0
| Other | [7 empty] | 0
1 | [8 empty] | 0
2 | [8 empty] | 0
3 | [8 empty] | 0
4 | [8 empty] | 0
Add More | [8 empty] | 0
End | [8 empty] | 0

## 17
[8 empty] | Bid Item Total | 53766.62 | OUR COST
12-inch Buried Service Butterfly Valve Assembly
| ITEM | BID PACKET PAGE | QTY | UNIT | UNIT COST 1 | VENDOR 1 | UNIT COST 2 | VENDOR 2 | Total | COMMENT/NOTES
| Labor | [7 empty] | 11890.12
1 | Labor Lead |  | 32 | HR | 74.69 |  |  |  | 2390.08 | Input Prevailing Wage rates on "Prevailing Wage" tab.
2 | Laborer |  | 96 | HR | 71.69 |  |  |  | 6882.24 | Assumes # of helpers to crew lead as outlined on Bid Schedule tab
3 | Operator |  | 24 | HR | 96.29 |  |  |  | 2310.96
4 | Driver |  | 4 | HR | 76.71 |  |  |  | 306.84
5 | Plumber |  |  | HR | 87.69 |  |  |  | 0
6 | Welder |  |  | HR | 86.3 |  |  |  | 0
7 | 0 |  |  | HR | 0 |  |  |  | 0
8 | 0 |  |  | HR | 0 |  |  |  | 0
Add More |  |  |  | HR |  |  |  |  | 0
| Materials | [7 empty] | 41356
1 | 30" x 30" x 12" Tee Restrained x FLG |  | 2 | ea | 12000 |  |  |  | 24000
2 | BFV Valmatic 12" |  | 2 | ea | 3224 | B&K |  |  | 6448
3 | 12" Blind Flange |  | 2 | ea | 94 |  |  |  | 188
4 | 12" SS Bolt kit FxBFVxF |  | 2 | ea | 400 | BPS |  |  | 800 | 150 CLASS LIGHT IRRIG BLIND FLG
5 | coating |  | 2 | ea | 2500 |  |  |  | 5000
| Christy GO5 Valve Box (concrete ring) |  | 2 | ea | 250 |  |  |  | 500
| Bingham & Taylor Valve Sentinal (lock) |  | 2 | ea | 250 |  |  |  | 500
| Concrete Pad |  | 2 | ea | 1000 |  |  |  | 2000
| SDR 35 8" Pipe |  | 20 | ft | 16 |  |  |  | 320
| Bolt kit 12" FxF SS |  | 4 | ea | 400 |  |  |  | 1600
7 | [8 empty] | 0
Add More | [8 empty] | 0
End | [8 empty] | 0
| Equipment | [7 empty] | 0
1 | [8 empty] | 0
2 | [8 empty] | 0
3 | [8 empty] | 0
4 | [8 empty] | 0
Add More | [8 empty] | 0
End | [8 empty] | 0
| Subcontractors | [7 empty] | 0
1 | [8 empty] | 0
2 | [8 empty] | 0
3 | [8 empty] | 0
4 | [8 empty] | 0
Add More | [8 empty] | 0
End | [8 empty] | 0
| Rental | [7 empty] | 320.5
1 | Mini Ex |  | 0.1 | mo | 2600 |  |  |  | 260 | For equipment rates see this spreadsheet:
2 | Jumping jack |  | 0.1 | mo | 605 |  |  |  | 60.5 | https://laurel-ag.box.com/s/fscobx1vxxwhne2hxnathrnucmlxae6m
3 | [8 empty] | 0
4 | [8 empty] | 0
Add More | [8 empty] | 0
End | [8 empty] | 0
| Fuel | [7 empty] | 200
1 | Diesel |  | 25 | gal | 6 |  |  |  | 150
2 | Gas |  | 10 | gal | 5 |  |  |  | 50
3 | [8 empty] | 0
4 | [8 empty] | 0
Add More | [8 empty] | 0
End | [8 empty] | 0
| Other | [7 empty] | 0
1 | [8 empty] | 0
2 | [8 empty] | 0
3 | [8 empty] | 0
4 | [8 empty] | 0
Add More | [8 empty] | 0
End | [8 empty] | 0

## 18
[8 empty] | Bid Item Total | 38679.64 | OUR COST
18-inch Buried Service Butterfly Valve Assembly
| ITEM | BID PACKET PAGE | QTY | UNIT | UNIT COST 1 | VENDOR 1 | UNIT COST 2 | VENDOR 2 | Total | COMMENT/NOTES
| Labor | [7 empty] | 6483.64
1 | Labor Lead |  | 16 | HR | 74.69 |  |  |  | 1195.04 | Input Prevailing Wage rates on "Prevailing Wage" tab.
2 | Laborer |  | 48 | HR | 71.69 |  |  |  | 3441.12 | Assumes # of helpers to crew lead as outlined on Bid Schedule tab
3 | Operator |  | 16 | HR | 96.29 |  |  |  | 1540.64
4 | Driver |  | 4 | HR | 76.71 |  |  |  | 306.84
5 | Plumber |  |  | HR | 87.69 |  |  |  | 0
6 | Welder |  |  | HR | 86.3 |  |  |  | 0
7 | 0 |  |  | HR | 0 |  |  |  | 0
8 | 0 |  |  | HR | 0 |  |  |  | 0
Add More |  |  |  | HR |  |  |  |  | 0
| Materials | [7 empty] | 31675.5
1 | 18" BFV Valmatic 2000 |  | 2 | ea | 6616 | B&K |  |  | 13232
2 | 18" Hymax flg x coup |  | 2 | ea | 4521.75 | PACE |  |  | 9043.5 | HYMFA18 18 FLG ADPT 19.20-21.30 OD 874-56-18048812
3 | 18" Bolt kit Stainless |  | 4 | ea | 800 |  |  |  | 3200
4 | 18" Gasket |  | 4 | ea | 30 |  |  |  | 120
| coating |  | 1 | ea | 1000 |  |  |  | 1000
| concrete |  | 2 | ea | 1000 |  |  |  | 2000
| Christy GO5 Valve Box (concrete ring) |  | 1 | ea | 250 |  |  |  | 250
| Bingham & Taylor Valve Sentinal (lock) |  | 1 | ea | 250 |  |  |  | 250
| Concrete Pad |  | 1 | ea | 1000 |  |  |  | 1000
| Spool |  | 1 | ea | 1500 |  |  |  | 1500
| SDR 35 8" Pipe |  | 5 | ft | 16 |  |  |  | 80
0
0
0
Add More | [8 empty] | 0
End | [8 empty] | 0
| Equipment | [7 empty] | 0
1 | [8 empty] | 0
2 | [8 empty] | 0
3 | [8 empty] | 0
4 | [8 empty] | 0
Add More | [8 empty] | 0
End | [8 empty] | 0
| Subcontractors | [7 empty] | 0
1 | [8 empty] | 0
2 | [8 empty] | 0
3 | [8 empty] | 0
4 | [8 empty] | 0
Add More | [8 empty] | 0
End | [8 empty] | 0
| Rental | [7 empty] | 320.5
1 | Mini Ex |  | 0.1 | mo | 2600 |  |  |  | 260 | For equipment rates see this spreadsheet:
2 | Jumping jack |  | 0.1 | mo | 605 |  |  |  | 60.5 | https://laurel-ag.box.com/s/fscobx1vxxwhne2hxnathrnucmlxae6m
3 | [8 empty] | 0
4 | [8 empty] | 0
Add More | [8 empty] | 0
End | [8 empty] | 0
| Fuel | [7 empty] | 200
1 | Diesel |  | 25 | gal | 6 |  |  |  | 150
2 | Gas |  | 10 | gal | 5 |  |  |  | 50
3 | [8 empty] | 0
4 | [8 empty] | 0
Add More | [8 empty] | 0
End | [8 empty] | 0
| Other | [7 empty] | 0
1 | [8 empty] | 0
2 | [8 empty] | 0
3 | [8 empty] | 0
4 | [8 empty] | 0
Add More | [8 empty] | 0
End | [8 empty] | 0

## 19
[8 empty] | Bid Item Total | 62077.7 | OUR COST
36-inch Buried Service Butterfly Valve Assembly
| ITEM | BID PACKET PAGE | QTY | UNIT | UNIT COST 1 | VENDOR 1 | UNIT COST 2 | VENDOR 2 | Total | COMMENT/NOTES
| Labor | [7 empty] | 9265.2
1 | Labor Lead |  | 24 | HR | 74.69 |  |  |  | 1792.56 | Input Prevailing Wage rates on "Prevailing Wage" tab.
2 | Laborer |  | 72 | HR | 71.69 |  |  |  | 5161.68 | Assumes # of helpers to crew lead as outlined on Bid Schedule tab
3 | Operator |  | 24 | HR | 96.29 |  |  |  | 2310.96
4 | Driver |  |  | HR | 76.71 |  |  |  | 0
5 | Plumber |  |  | HR | 87.69 |  |  |  | 0
6 | Welder |  |  | HR | 86.3 |  |  |  | 0
7 | 0 |  |  | HR | 0 |  |  |  | 0
8 | 0 |  |  | HR | 0 |  |  |  | 0
Add More |  |  |  | HR |  |  |  |  | 0
| Materials | [7 empty] | 52292
1 | 36" Reinforced Flange Adap Hymax | 4840.00-NOT REINFORCED | 2 | ea | 8000 |  |  |  | 16000 | DCFADPTMJFLG36 36 MJ*FLG ADPT AC CL
2 | 36" BFV Valmatic |  | 1 | ea | 27012 | B&K |  |  | 27012
3 | 36" SS Bolt Kit FxF |  | 2 | ea | 2000 |  |  |  | 4000
4 | 36" Gasket |  | 2 | ea | 100 |  |  |  | 200
5 | concrete |  | 1 | ea | 2000 |  |  |  | 2000
6 | Christy GO5 Valve Box (concrete ring) |  | 1 | ea | 250 |  |  |  | 250
7 | Bingham & Taylor Valve Sentinal (lock) |  | 1 | ea | 250 |  |  |  | 250
8 | Concrete Pad |  | 1 | ea | 1000 |  |  |  | 1000
| Spool |  | 1 | ea | 1500 |  |  |  | 1500 | If the valve doesn't show up fast enough
Add More | SDR 35 8" Pipe |  | 5 | ft | 16 |  |  |  | 80
End | [8 empty] | 0
| Equipment | [7 empty] | 0
1 | [8 empty] | 0
2 | [8 empty] | 0
3 | [8 empty] | 0
4 | [8 empty] | 0
Add More | [8 empty] | 0
End | [8 empty] | 0
| Subcontractors | [7 empty] | 0
1 | [8 empty] | 0
2 | [8 empty] | 0
3 | [8 empty] | 0
4 | [8 empty] | 0
Add More | [8 empty] | 0
End | [8 empty] | 0
| Rental | [7 empty] | 320.5
1 | Mini Ex |  | 0.1 | mo | 2600 |  |  |  | 260 | For equipment rates see this spreadsheet:
2 | Jumping jack |  | 0.1 | mo | 605 |  |  |  | 60.5 | https://laurel-ag.box.com/s/fscobx1vxxwhne2hxnathrnucmlxae6m
3 | [8 empty] | 0
4 | [8 empty] | 0
Add More | [8 empty] | 0
End | [8 empty] | 0
| Fuel | [7 empty] | 200
1 | Diesel |  | 25 | gal | 6 |  |  |  | 150
2 | Gas |  | 10 | gal | 5 |  |  |  | 50
3 | [8 empty] | 0
4 | [8 empty] | 0
Add More | [8 empty] | 0
End | [8 empty] | 0
| Other | [7 empty] | 0
1 | [8 empty] | 0
2 | [8 empty] | 0
3 | [8 empty] | 0
4 | [8 empty] | 0
Add More | [8 empty] | 0
End | [8 empty] | 0

## 20
[8 empty] | Bid Item Total | 60072.44 | OUR COST
2-inch Underground Combination Air Valve Assembly
| ITEM | BID PACKET PAGE | QTY | UNIT | UNIT COST 1 | VENDOR 1 | UNIT COST 2 | VENDOR 2 | Total | COMMENT/NOTES
| Labor | [7 empty] | 20371.44
1 | Labor Lead |  | 48 | HR | 74.69 |  |  |  | 3585.12 | Input Prevailing Wage rates on "Prevailing Wage" tab.
2 | Laborer |  | 144 | HR | 71.69 |  |  |  | 10323.36 | Assumes # of helpers to crew lead as outlined on Bid Schedule tab
3 | Operator |  | 48 | HR | 96.29 |  |  |  | 4621.92
4 | Driver |  | 24 | HR | 76.71 |  |  |  | 1841.04
5 | Plumber |  |  | HR | 87.69 |  |  |  | 0
6 | Welder |  |  | HR | 86.3 |  |  |  | 0
7 | 0 |  |  | HR | 0 |  |  |  | 0
8 | 0 |  |  | HR | 0 |  |  |  | 0
Add More |  |  |  | HR |  |  |  |  | 0
| Materials | [7 empty] | 38340
1 | 30" Tapping Sleeve with 2" threaded outlet |  | 4 | ea | 4000 |  |  |  | 16000 | 36" (C900) X 4" SMITH-BLAIR TAPPINGSLEEVE $4065.02 - PACE 03/2025
2 | 2" Galv S40 Welded Steel Pipe Nipple Long TBE |  | 4 | ea | 20 |  |  |  | 80
3 | 2" Gate Valve, Stockham Fig 120 |  | 4 | ea | 200 |  |  |  | 800
4 | 2" Galv S40 Welded Steel Pipe Nipple Short TBE |  | 4 | ea | 15 |  |  |  | 60
5 | 2" Val-Matic Series 201CSSA |  | 4 | ea | 2230 | B&K |  |  | 8920
6 | 2" Galv Sch 40 90* Street |  | 4 | ea | 20 |  |  |  | 80
7 | 2" Prefabricated fittings with integral ss screen |  | 4 | ea | 100 |  |  |  | 400
8 | Concrete Box with manhole - traffic rated | Pg 40 | 4 | ea | 2500 | Jensen |  |  | 10000
9 | Gravel and geotech |  | 4 | ea | 500 |  |  |  | 2000
10 | [8 empty] | 0
11 | [8 empty] | 0
12 | [8 empty] | 0
Add More | [8 empty] | 0
End | [8 empty] | 0
| Equipment | [7 empty] | 1161
1 | 120K Excavator |  | 0 | Month | 13100 |  |  |  | 0
2 | 80K Excavator |  | 0.1 | Month | 6055 |  |  |  | 605.5
3 | Water Truck |  | 0.1 | Month | 4345 |  |  |  | 434.5
4 | Compaction |  | 0.2 | Month | 605 |  |  |  | 121
Add More | Telehandler |  | 0 | Month | 3235 |  |  |  | 0
End | [8 empty] | 0
| Subcontractors | [7 empty] | 0
1 | [8 empty] | 0
2 | [8 empty] | 0
3 | [8 empty] | 0
4 | [8 empty] | 0
Add More | [8 empty] | 0
End | [8 empty] | 0
| Rental | [7 empty] | 0
1 | [8 empty] | 0 | For equipment rates see this spreadsheet:
2 | [8 empty] | 0 | https://laurel-ag.box.com/s/fscobx1vxxwhne2hxnathrnucmlxae6m
3 | [8 empty] | 0
4 | [8 empty] | 0
Add More | [8 empty] | 0
End | [8 empty] | 0
| Fuel | [7 empty] | 200
1 | Diesel |  | 25 | gal | 6 |  |  |  | 150
2 | Gas |  | 10 | gal | 5 |  |  |  | 50
3 | [8 empty] | 0
4 | [8 empty] | 0
Add More | [8 empty] | 0
End | [8 empty] | 0
| Other | [7 empty] | 0
1 | [8 empty] | 0
2 | [8 empty] | 0
3 | [8 empty] | 0
4 | [8 empty] | 0
Add More | [8 empty] | 0
End | [8 empty] | 0

## 21
[8 empty] | Bid Item Total | 45688.3 | OUR COST
6-inch Aboveground Combination Air Valve Assembly
| ITEM | BID PACKET PAGE | QTY | UNIT | UNIT COST 1 | VENDOR 1 | UNIT COST 2 | VENDOR 2 | Total | COMMENT/NOTES
| Labor | [7 empty] | 6176.8
1 | Labor Lead |  | 16 | HR | 74.69 |  |  |  | 1195.04 | Input Prevailing Wage rates on "Prevailing Wage" tab.
2 | Laborer |  | 48 | HR | 71.69 |  |  |  | 3441.12 | Assumes # of helpers to crew lead as outlined on Bid Schedule tab
3 | Operator |  | 16 | HR | 96.29 |  |  |  | 1540.64
4 | Driver |  |  | HR | 76.71 |  |  |  | 0
5 | Plumber |  |  | HR | 87.69 |  |  |  | 0
6 | Welder |  |  | HR | 86.3 |  |  |  | 0
7 | 0 |  |  | HR | 0 |  |  |  | 0
8 | 0 |  |  | HR | 0 |  |  |  | 0
Add More |  |  |  | HR |  |  |  |  | 0
| Materials | [7 empty] | 38991
1 | 36" x 36" x 6" DI Restrained Tee w/ FLG outlet | Pg 41 of plan | 1 | ea | 12000 |  |  |  | 12000
2 | 6" DI elbow 90* FLG x FLG |  | 2 | ea | 326.5 | PACE |  |  | 653 | DCF90FLG6 6 FLG 90 ELL AC CL
3 | Bolt Kit 6" SS FLG x FLG |  | 8 | ea | 150 |  |  |  | 1200
4 | 6" DI Flange Adap Restrained |  | 4 | ea | 151 | Pace |  |  | 604
5 | 6" DI Pipe |  | 20 | ft | 34 | PACE |  |  | 680 | DIPPC350TJ6 6 TJ PC350/CL50 DUCTILE IRON PIPE
6 | 6" Valmatic BFV FLG |  | 2 | ea | 1833 | B&K |  |  | 3666
7 | Anchors |  | 3 | ea | 100 |  |  |  | 300
8 | 6" DI Flange Spacer |  | 1 | ea | 173 | PACE |  |  | 173 | DCFFF61 6 X 1 THICK FILLER FLANGE AC
9 | 6" Val-Matic Series 201CSSA |  | 1 | ea | 5635 | B&K |  |  | 5635
10 | Concrete Structures |  | 1 | ea | 6000 |  |  |  | 6000
11 | Enclosure |  | 1 | ea | 3000 |  |  |  | 3000
12 | Coating |  | 1 | ea | 4000 |  |  |  | 4000
13 | DI Spool |  | 1 | ea | 500 |  |  |  | 500
14 | SDR 35 8" Pipe |  | 5 | ft | 16 |  |  |  | 80
15 | Christy GO5 Valve Box (concrete ring) |  | 1 | ea | 250 |  |  |  | 250
16 | Bingham & Taylor Valve Sentinal (lock) |  | 1 | ea | 250 |  |  |  | 250 | https://www.google.com/search?sca_esv=c28d7f4a7239b712&rlz=1C1GCEU_enUS1134US1134&q=bingham+and+taylor+valve+sentinel&udm=2&fbs=AIIjpHxU7SXXniUZfeShr2fp4giZjSkgYzz5-5RrRWAIniWd7tzPwkE1KJWcRvaH01D-XIX002E0qNXsgfZ6fffiMQMi5-_D5b5oEjBGcsLP5FUOaTmHJCbsutOK5h5pkfbx4Xfz-n66hDuYfjkX8hL1K8zqSill5UaUgw5_6hnp-zVAKkHs0lXOsBtFvnyW-rGApSBW_F1gSCplxmW_pxtJ0I325c8LOg&sa=X&ved=2ahUKEwji3PDS2caNAxWjIUQIHZ4BC0UQtKgLegQIEhAB&biw=1920&bih=901&dpr=1
Add More | [8 empty] | 0
End | [8 empty] | 0
| Equipment | [7 empty] | 0
1 | [8 empty] | 0
2 | [8 empty] | 0
3 | [8 empty] | 0
4 | [8 empty] | 0
Add More | [8 empty] | 0
End | [8 empty] | 0
| Subcontractors | [7 empty] | 0
1 | [8 empty] | 0
2 | [8 empty] | 0
3 | [8 empty] | 0
4 | [8 empty] | 0
Add More | [8 empty] | 0
End | [8 empty] | 0
| Rental | [7 empty] | 320.5
1 | Mini ex |  | 0.1 | mo | 2600 |  |  |  | 260 | For equipment rates see this spreadsheet:
2 | Jumping jack |  | 0.1 | mo | 605 |  |  |  | 60.5 | https://laurel-ag.box.com/s/fscobx1vxxwhne2hxnathrnucmlxae6m
3 | [8 empty] | 0
4 | [8 empty] | 0
Add More | [8 empty] | 0
End | [8 empty] | 0
| Fuel | [7 empty] | 200
1 | Diesel |  | 25 | gal | 6 |  |  |  | 150
2 | Gas |  | 10 | gal | 5 |  |  |  | 50
3 | [8 empty] | 0
4 | [8 empty] | 0
Add More | [8 empty] | 0
End | [8 empty] | 0
| Other | [7 empty] | 0
1 | [8 empty] | 0
2 | [8 empty] | 0
3 | [8 empty] | 0
4 | [8 empty] | 0
Add More | [8 empty] | 0
End | [8 empty] | 0

## 22
[8 empty] | Bid Item Total | 10795.2 | OUR COST
Flange Insulation Kits
| ITEM | BID PACKET PAGE | QTY | UNIT | UNIT COST 1 | VENDOR 1 | UNIT COST 2 | VENDOR 2 | Total | COMMENT/NOTES
| Labor | [7 empty] | 5795.2
1 | Labor Lead |  | 20 | HR | 74.69 |  |  |  | 1493.8 | Input Prevailing Wage rates on "Prevailing Wage" tab.
2 | Laborer |  | 60 | HR | 71.69 |  |  |  | 4301.4 | Assumes # of helpers to crew lead as outlined on Bid Schedule tab
3 | Operator |  |  | HR | 96.29 |  |  |  | 0
4 | Driver |  |  | HR | 76.71 |  |  |  | 0
5 | Plumber |  |  | HR | 87.69 |  |  |  | 0
6 | Welder |  |  | HR | 86.3 |  |  |  | 0
7 | 0 |  |  | HR | 0 |  |  |  | 0
8 | 0 |  |  | HR | 0 |  |  |  | 0
Add More |  |  |  | HR |  |  |  |  | 0
| Materials | [7 empty] | 5000
1 | Gaskets, sleeves, etc |  | 10 | kits | 500 |  |  |  | 5000
2 | [8 empty] | 0
3 | [8 empty] | 0
4 | [8 empty] | 0
Add More | [8 empty] | 0
End | [8 empty] | 0
| Equipment | [7 empty] | 0
1 | [8 empty] | 0
2 | [8 empty] | 0
3 | [8 empty] | 0
4 | [8 empty] | 0
Add More | [8 empty] | 0
End | [8 empty] | 0
| Subcontractors | [7 empty] | 0
1 | [8 empty] | 0
2 | [8 empty] | 0
3 | [8 empty] | 0
4 | [8 empty] | 0
Add More | [8 empty] | 0
End | [8 empty] | 0
| Rental | [7 empty] | 0
1 | [8 empty] | 0 | For equipment rates see this spreadsheet:
2 | [8 empty] | 0 | https://laurel-ag.box.com/s/fscobx1vxxwhne2hxnathrnucmlxae6m
3 | [8 empty] | 0
4 | [8 empty] | 0
Add More | [8 empty] | 0
End | [8 empty] | 0
| Fuel | [7 empty] | 0
1 | Diesel | [7 empty] | 0
2 | Gas | [7 empty] | 0
3 | [8 empty] | 0
4 | [8 empty] | 0
Add More | [8 empty] | 0
End | [8 empty] | 0
| Other | [7 empty] | 0
1 | [8 empty] | 0
2 | [8 empty] | 0
3 | [8 empty] | 0
4 | [8 empty] | 0
Add More | [8 empty] | 0
End | [8 empty] | 0

## 23
[8 empty] | Bid Item Total | 25935.4 | OUR COST
Color Coded Marker Posts
| ITEM | BID PACKET PAGE | QTY | UNIT | UNIT COST 1 | VENDOR 1 | UNIT COST 2 | VENDOR 2 | Total | COMMENT/NOTES
| Labor | [7 empty] | 20265.4
1 | Labor Lead |  | 50 | HR | 74.69 |  |  |  | 3734.5 | Input Prevailing Wage rates on "Prevailing Wage" tab.
2 | Laborer |  | 150 | HR | 71.69 |  |  |  | 10753.5 | Assumes # of helpers to crew lead as outlined on Bid Schedule tab
3 | Operator |  | 60 | HR | 96.29 |  |  |  | 5777.4
4 | Driver |  |  | HR | 76.71 |  |  |  | 0
5 | Plumber |  |  | HR | 87.69 |  |  |  | 0
6 | Welder |  |  | HR | 86.3 |  |  |  | 0
7 | 0 |  |  | HR | 0 |  |  |  | 0
8 | 0 |  |  | HR | 0 |  |  |  | 0
Add More |  |  |  | HR |  |  |  |  | 0
| Materials | [7 empty] | 4170
1 | 4" Steel Pipe S40 |  | 126 | ft | 15 |  |  |  | 1890
2 | Concrete |  | 1 | ea | 2000 |  |  |  | 2000
3 | Colored Stickers |  | 14 | ea | 20 |  |  |  | 280
4 | [8 empty] | 0
Add More | [8 empty] | 0
End | [8 empty] | 0
| Equipment | [7 empty] | 0
1 | [8 empty] | 0
2 | [8 empty] | 0
3 | [8 empty] | 0
4 | [8 empty] | 0
Add More | [8 empty] | 0
End | [8 empty] | 0
| Subcontractors | [7 empty] | 0
1 | [8 empty] | 0
2 | [8 empty] | 0
3 | [8 empty] | 0
4 | [8 empty] | 0
Add More | [8 empty] | 0
End | [8 empty] | 0
| Rental | [7 empty] | 900
1 | Mini Ex |  | 0.25 | mo | 2600 |  |  |  | 650 | For equipment rates see this spreadsheet:
2 | Auger |  | 0.25 | mo | 1000 |  |  |  | 250 | https://laurel-ag.box.com/s/fscobx1vxxwhne2hxnathrnucmlxae6m
3 | [8 empty] | 0
4 | [8 empty] | 0
Add More | [8 empty] | 0
End | [8 empty] | 0
| Fuel | [7 empty] | 600
1 | Diesel |  | 100 | gal | 6 |  |  |  | 600
2 | Gas | [7 empty] | 0
3 | [8 empty] | 0
4 | [8 empty] | 0
Add More | [8 empty] | 0
End | [8 empty] | 0
| Other | [7 empty] | 0
1 | [8 empty] | 0
2 | [8 empty] | 0
3 | [8 empty] | 0
4 | [8 empty] | 0
Add More | [8 empty] | 0
End | [8 empty] | 0

## 24
[8 empty] | Bid Item Total | 83300.8 | OUR COST
Hydrostatic Pressure Testing (30-inch DW System Pipeline and Connections)
| ITEM | BID PACKET PAGE | QTY | UNIT | UNIT COST 1 | VENDOR 1 | UNIT COST 2 | VENDOR 2 | Total | COMMENT/NOTES
| Labor | [7 empty] | 30100.8
1 | Labor Lead |  | 80 | HR | 74.69 |  |  |  | 5975.2 | Input Prevailing Wage rates on "Prevailing Wage" tab.
2 | Laborer |  | 240 | HR | 71.69 |  |  |  | 17205.6 | Assumes # of helpers to crew lead as outlined on Bid Schedule tab
3 | Operator |  | 40 | HR | 96.29 |  |  |  | 3851.6
4 | Driver |  | 40 | HR | 76.71 |  |  |  | 3068.4
5 | Plumber |  |  | HR | 87.69 |  |  |  | 0
6 | Welder |  |  | HR | 86.3 |  |  |  | 0
7 | 0 |  |  | HR | 0 |  |  |  | 0
8 | 0 |  |  | HR | 0 |  |  |  | 0
Add More |  |  |  | HR |  |  |  |  | 0
| Materials | [7 empty] | 42000
1 | 30" Restrained Flange Adaptor | 3379.25- NO RESTRAINT | 2 | ea | 10000 | Guess-PACE? |  |  | 20000 | DCFADPTMJFLG30 30 MJ*FLG ADPT AC CL
2 | 18" Restrained Flange Adaptor | 1392.75 - NO RESTRAINT | 1 | ea | 5000 | Guess-PACE? |  |  | 5000 | DCFADPTMJFLG18 18 MJ*FLG ADPT AC CL
3 | Plugs |  | 3 | ea | 5000 | Guess |  |  | 15000
4 | Water |  | 4 | AF | 500 |  |  |  | 2000
Add More | [8 empty] | 0
End | [8 empty] | 0
| Equipment | [7 empty] | 0
1 | [8 empty] | 0
2 | [8 empty] | 0
3 | [8 empty] | 0
4 | [8 empty] | 0
Add More | [8 empty] | 0
End | [8 empty] | 0
| Subcontractors | [7 empty] | 0
1 | [8 empty] | 0
2 | [8 empty] | 0
3 | [8 empty] | 0
4 | [8 empty] | 0
Add More | [8 empty] | 0
End | [8 empty] | 0
| Rental | [7 empty] | 10000
1 | Pump |  | 1 | LS | 5000 |  |  |  | 5000 | For equipment rates see this spreadsheet:
2 | Water Truck |  | 2 | Weeks | 2000 |  |  |  | 4000 | https://laurel-ag.box.com/s/fscobx1vxxwhne2hxnathrnucmlxae6m
3 | Generator |  | 2 | weeks | 500 |  |  |  | 1000
4 | [8 empty] | 0
Add More | [8 empty] | 0
End | [8 empty] | 0
| Fuel | [7 empty] | 1200
1 | Diesel |  | 200 | gal | 6 |  |  |  | 1200
2 | Gas | [7 empty] | 0
3 | [8 empty] | 0
4 | [8 empty] | 0
Add More | [8 empty] | 0
End | [8 empty] | 0
| Other | [7 empty] | 0
1 | [8 empty] | 0
2 | [8 empty] | 0
3 | [8 empty] | 0
4 | [8 empty] | 0
Add More | [8 empty] | 0
End | [8 empty] | 0

## 25
[8 empty] | Bid Item Total | 48316.2 | OUR COST
Hydrostatic Pressure Testing (36-inch DW System Pipeline and Connections)
| ITEM | BID PACKET PAGE | QTY | UNIT | UNIT COST 1 | VENDOR 1 | UNIT COST 2 | VENDOR 2 | Total | COMMENT/NOTES
| Labor | [7 empty] | 13516.2
1 | Labor Lead |  | 40 | HR | 74.69 |  |  |  | 2987.6 | Input Prevailing Wage rates on "Prevailing Wage" tab.
2 | Laborer |  | 120 | HR | 71.69 |  |  |  | 8602.8 | Assumes # of helpers to crew lead as outlined on Bid Schedule tab
3 | Operator |  | 20 | HR | 96.29 |  |  |  | 1925.8
4 | Driver |  |  | HR | 76.71 |  |  |  | 0
5 | Plumber |  |  | HR | 87.69 |  |  |  | 0
6 | Welder |  |  | HR | 86.3 |  |  |  | 0
7 | 0 |  |  | HR | 0 |  |  |  | 0
8 | 0 |  |  | HR | 0 |  |  |  | 0
Add More |  |  |  | HR |  |  |  |  | 0
| Materials | [7 empty] | 22000
1 | 36" Bulkhead plugs and restraints |  | 2 | Ea | 10000 | Guess |  |  | 20000 | Test to 60 psi
2 | [8 empty] | 0
3 | Water |  | 4 | AF | 500 |  |  |  | 2000
4 | [8 empty] | 0
Add More | [8 empty] | 0
End | [8 empty] | 0
| Equipment | [7 empty] | 0
1 | [8 empty] | 0
2 | [8 empty] | 0
3 | [8 empty] | 0
4 | [8 empty] | 0
Add More | [8 empty] | 0
End | [8 empty] | 0
| Subcontractors | [7 empty] | 0
1 | [8 empty] | 0
2 | [8 empty] | 0
3 | [8 empty] | 0
4 | [8 empty] | 0
Add More | [8 empty] | 0
End | [8 empty] | 0
| Rental | [7 empty] | 7500
1 | Pump |  | 1 | LS | 5000 |  |  |  | 5000 | For equipment rates see this spreadsheet:
2 | Water Truck |  | 1 | Weeks | 2000 |  |  |  | 2000 | https://laurel-ag.box.com/s/fscobx1vxxwhne2hxnathrnucmlxae6m
3 | Generator |  | 1 | weeks | 500 |  |  |  | 500
4 | [8 empty] | 0
Add More | [8 empty] | 0
End | [8 empty] | 0
| Fuel | [7 empty] | 300
1 | Diesel |  | 50 | gal | 6 |  |  |  | 300
2 | Gas | [7 empty] | 0
3 | [8 empty] | 0
4 | [8 empty] | 0
Add More | [8 empty] | 0
End | [8 empty] | 0
| Other | [7 empty] | 5000
1 | Testing Plan |  | 1 | LS | 5000 |  |  |  | 5000
2 | [8 empty] | 0
3 | [8 empty] | 0
4 | [8 empty] | 0
Add More | [8 empty] | 0
End | [8 empty] | 0

## 26
[8 empty] | Bid Item Total | 0 | OUR COST
0
| ITEM | BID PACKET PAGE | QTY | UNIT | UNIT COST 1 | VENDOR 1 | UNIT COST 2 | VENDOR 2 | Total | COMMENT/NOTES
| Labor | [7 empty] | 0
1 | Labor Lead |  |  | HR | 74.69 |  |  |  | 0 | Input Prevailing Wage rates on "Prevailing Wage" tab.
2 | Laborer |  | 0 | HR | 71.69 |  |  |  | 0 | Assumes # of helpers to crew lead as outlined on Bid Schedule tab
3 | Operator |  |  | HR | 96.29 |  |  |  | 0
4 | Driver |  |  | HR | 76.71 |  |  |  | 0
5 | Plumber |  |  | HR | 87.69 |  |  |  | 0
6 | Welder |  |  | HR | 86.3 |  |  |  | 0
7 | 0 |  |  | HR | 0 |  |  |  | 0
8 | 0 |  |  | HR | 0 |  |  |  | 0
Add More |  |  |  | HR |  |  |  |  | 0
| Materials | [7 empty] | 0
1 | [8 empty] | 0
2 | [8 empty] | 0
3 | [8 empty] | 0
4 | [8 empty] | 0
Add More | [8 empty] | 0
End | [8 empty] | 0
| Equipment | [7 empty] | 0
1 | [8 empty] | 0
2 | [8 empty] | 0
3 | [8 empty] | 0
4 | [8 empty] | 0
Add More | [8 empty] | 0
End | [8 empty] | 0
| Subcontractors | [7 empty] | 0
1 | [8 empty] | 0
2 | [8 empty] | 0
3 | [8 empty] | 0
4 | [8 empty] | 0
Add More | [8 empty] | 0
End | [8 empty] | 0
| Rental | [7 empty] | 0
1 | [8 empty] | 0 | For equipment rates see this spreadsheet:
2 | [8 empty] | 0 | https://laurel-ag.box.com/s/fscobx1vxxwhne2hxnathrnucmlxae6m
3 | [8 empty] | 0
4 | [8 empty] | 0
Add More | [8 empty] | 0
End | [8 empty] | 0
| Fuel | [7 empty] | 0
1 | Diesel | [7 empty] | 0
2 | Gas | [7 empty] | 0
3 | [8 empty] | 0
4 | [8 empty] | 0
Add More | [8 empty] | 0
End | [8 empty] | 0
| Other | [7 empty] | 0
1 | [8 empty] | 0
2 | [8 empty] | 0
3 | [8 empty] | 0
4 | [8 empty] | 0
Add More | [8 empty] | 0
End | [8 empty] | 0

## 27
[8 empty] | Bid Item Total | 0 | OUR COST
0
| ITEM | BID PACKET PAGE | QTY | UNIT | UNIT COST 1 | VENDOR 1 | UNIT COST 2 | VENDOR 2 | Total | COMMENT/NOTES
| Labor | [7 empty] | 0
1 | Labor Lead |  |  | HR | 74.69 |  |  |  | 0 | Input Prevailing Wage rates on "Prevailing Wage" tab.
2 | Laborer |  | 0 | HR | 71.69 |  |  |  | 0 | Assumes # of helpers to crew lead as outlined on Bid Schedule tab
3 | Operator |  |  | HR | 96.29 |  |  |  | 0
4 | Driver |  |  | HR | 76.71 |  |  |  | 0
5 | Plumber |  |  | HR | 87.69 |  |  |  | 0
6 | Welder |  |  | HR | 86.3 |  |  |  | 0
7 | 0 |  |  | HR | 0 |  |  |  | 0
8 | 0 |  |  | HR | 0 |  |  |  | 0
Add More |  |  |  | HR |  |  |  |  | 0
| Materials | [7 empty] | 0
1 | [8 empty] | 0
2 | [8 empty] | 0
3 | [8 empty] | 0
4 | [8 empty] | 0
Add More | [8 empty] | 0
End | [8 empty] | 0
| Equipment | [7 empty] | 0
1 | [8 empty] | 0
2 | [8 empty] | 0
3 | [8 empty] | 0
4 | [8 empty] | 0
Add More | [8 empty] | 0
End | [8 empty] | 0
| Subcontractors | [7 empty] | 0
1 | [8 empty] | 0
2 | [8 empty] | 0
3 | [8 empty] | 0
4 | [8 empty] | 0
Add More | [8 empty] | 0
End | [8 empty] | 0
| Rental | [7 empty] | 0
1 | [8 empty] | 0 | For equipment rates see this spreadsheet:
2 | [8 empty] | 0 | https://laurel-ag.box.com/s/fscobx1vxxwhne2hxnathrnucmlxae6m
3 | [8 empty] | 0
4 | [8 empty] | 0
Add More | [8 empty] | 0
End | [8 empty] | 0
| Fuel | [7 empty] | 0
1 | Diesel | [7 empty] | 0
2 | Gas | [7 empty] | 0
3 | [8 empty] | 0
4 | [8 empty] | 0
Add More | [8 empty] | 0
End | [8 empty] | 0
| Other | [7 empty] | 0
1 | [8 empty] | 0
2 | [8 empty] | 0
3 | [8 empty] | 0
4 | [8 empty] | 0
Add More | [8 empty] | 0
End | [8 empty] | 0

## 28
[8 empty] | Bid Item Total | 0 | OUR COST
0
| ITEM | BID PACKET PAGE | QTY | UNIT | UNIT COST 1 | VENDOR 1 | UNIT COST 2 | VENDOR 2 | Total | COMMENT/NOTES
| Labor | [7 empty] | 0
1 | Labor Lead |  |  | HR | 74.69 |  |  |  | 0 | Input Prevailing Wage rates on "Prevailing Wage" tab.
2 | Laborer |  | 0 | HR | 71.69 |  |  |  | 0 | Assumes # of helpers to crew lead as outlined on Bid Schedule tab
3 | Operator |  |  | HR | 96.29 |  |  |  | 0
4 | Driver |  |  | HR | 76.71 |  |  |  | 0
5 | Plumber |  |  | HR | 87.69 |  |  |  | 0
6 | Welder |  |  | HR | 86.3 |  |  |  | 0
7 | 0 |  |  | HR | 0 |  |  |  | 0
8 | 0 |  |  | HR | 0 |  |  |  | 0
Add More |  |  |  | HR |  |  |  |  | 0
| Materials | [7 empty] | 0
1 | [8 empty] | 0
2 | [8 empty] | 0
3 | [8 empty] | 0
4 | [8 empty] | 0
Add More | [8 empty] | 0
End | [8 empty] | 0
| Equipment | [7 empty] | 0
1 | [8 empty] | 0
2 | [8 empty] | 0
3 | [8 empty] | 0
4 | [8 empty] | 0
Add More | [8 empty] | 0
End | [8 empty] | 0
| Subcontractors | [7 empty] | 0
1 | [8 empty] | 0
2 | [8 empty] | 0
3 | [8 empty] | 0
4 | [8 empty] | 0
Add More | [8 empty] | 0
End | [8 empty] | 0
| Rental | [7 empty] | 0
1 | [8 empty] | 0 | For equipment rates see this spreadsheet:
2 | [8 empty] | 0 | https://laurel-ag.box.com/s/fscobx1vxxwhne2hxnathrnucmlxae6m
3 | [8 empty] | 0
4 | [8 empty] | 0
Add More | [8 empty] | 0
End | [8 empty] | 0
| Fuel | [7 empty] | 0
1 | Diesel | [7 empty] | 0
2 | Gas | [7 empty] | 0
3 | [8 empty] | 0
4 | [8 empty] | 0
Add More | [8 empty] | 0
End | [8 empty] | 0
| Other | [7 empty] | 0
1 | [8 empty] | 0
2 | [8 empty] | 0
3 | [8 empty] | 0
4 | [8 empty] | 0
Add More | [8 empty] | 0
End | [8 empty] | 0

## 29
[8 empty] | Bid Item Total | 0 | OUR COST
0
| ITEM | BID PACKET PAGE | QTY | UNIT | UNIT COST 1 | VENDOR 1 | UNIT COST 2 | VENDOR 2 | Total | COMMENT/NOTES
| Labor | [7 empty] | 0
1 | Labor Lead |  |  | HR | 74.69 |  |  |  | 0 | Input Prevailing Wage rates on "Prevailing Wage" tab.
2 | Laborer |  | 0 | HR | 71.69 |  |  |  | 0 | Assumes # of helpers to crew lead as outlined on Bid Schedule tab
3 | Operator |  |  | HR | 96.29 |  |  |  | 0
4 | Driver |  |  | HR | 76.71 |  |  |  | 0
5 | Plumber |  |  | HR | 87.69 |  |  |  | 0
6 | Welder |  |  | HR | 86.3 |  |  |  | 0
7 | 0 |  |  | HR | 0 |  |  |  | 0
8 | 0 |  |  | HR | 0 |  |  |  | 0
Add More |  |  |  | HR |  |  |  |  | 0
| Materials | [7 empty] | 0
1 | [8 empty] | 0
2 | [8 empty] | 0
3 | [8 empty] | 0
4 | [8 empty] | 0
Add More | [8 empty] | 0
End | [8 empty] | 0
| Equipment | [7 empty] | 0
1 | [8 empty] | 0
2 | [8 empty] | 0
3 | [8 empty] | 0
4 | [8 empty] | 0
Add More | [8 empty] | 0
End | [8 empty] | 0
| Subcontractors | [7 empty] | 0
1 | [8 empty] | 0
2 | [8 empty] | 0
3 | [8 empty] | 0
4 | [8 empty] | 0
Add More | [8 empty] | 0
End | [8 empty] | 0
| Rental | [7 empty] | 0
1 | [8 empty] | 0 | For equipment rates see this spreadsheet:
2 | [8 empty] | 0 | https://laurel-ag.box.com/s/fscobx1vxxwhne2hxnathrnucmlxae6m
3 | [8 empty] | 0
4 | [8 empty] | 0
Add More | [8 empty] | 0
End | [8 empty] | 0
| Fuel | [7 empty] | 0
1 | Diesel | [7 empty] | 0
2 | Gas | [7 empty] | 0
3 | [8 empty] | 0
4 | [8 empty] | 0
Add More | [8 empty] | 0
End | [8 empty] | 0
| Other | [7 empty] | 0
1 | [8 empty] | 0
2 | [8 empty] | 0
3 | [8 empty] | 0
4 | [8 empty] | 0
Add More | [8 empty] | 0
End | [8 empty] | 0

## 30
[8 empty] | Bid Item Total | 0 | OUR COST
0
| ITEM | BID PACKET PAGE | QTY | UNIT | UNIT COST 1 | VENDOR 1 | UNIT COST 2 | VENDOR 2 | Total | COMMENT/NOTES
| Labor | [7 empty] | 0
1 | Labor Lead |  |  | HR | 74.69 |  |  |  | 0 | Input Prevailing Wage rates on "Prevailing Wage" tab.
2 | Laborer |  | 0 | HR | 71.69 |  |  |  | 0 | Assumes # of helpers to crew lead as outlined on Bid Schedule tab
3 | Operator |  |  | HR | 96.29 |  |  |  | 0
4 | Driver |  |  | HR | 76.71 |  |  |  | 0
5 | Plumber |  |  | HR | 87.69 |  |  |  | 0
6 | Welder |  |  | HR | 86.3 |  |  |  | 0
7 | 0 |  |  | HR | 0 |  |  |  | 0
8 | 0 |  |  | HR | 0 |  |  |  | 0
Add More |  |  |  | HR |  |  |  |  | 0
| Materials | [7 empty] | 0
1 | [8 empty] | 0
2 | [8 empty] | 0
3 | [8 empty] | 0
4 | [8 empty] | 0
Add More | [8 empty] | 0
End | [8 empty] | 0
| Equipment | [7 empty] | 0
1 | [8 empty] | 0
2 | [8 empty] | 0
3 | [8 empty] | 0
4 | [8 empty] | 0
Add More | [8 empty] | 0
End | [8 empty] | 0
| Subcontractors | [7 empty] | 0
1 | [8 empty] | 0
2 | [8 empty] | 0
3 | [8 empty] | 0
4 | [8 empty] | 0
Add More | [8 empty] | 0
End | [8 empty] | 0
| Rental | [7 empty] | 0
1 | [8 empty] | 0 | For equipment rates see this spreadsheet:
2 | [8 empty] | 0 | https://laurel-ag.box.com/s/fscobx1vxxwhne2hxnathrnucmlxae6m
3 | [8 empty] | 0
4 | [8 empty] | 0
Add More | [8 empty] | 0
End | [8 empty] | 0
| Fuel | [7 empty] | 0
1 | Diesel | [7 empty] | 0
2 | Gas | [7 empty] | 0
3 | [8 empty] | 0
4 | [8 empty] | 0
Add More | [8 empty] | 0
End | [8 empty] | 0
| Other | [7 empty] | 0
1 | [8 empty] | 0
2 | [8 empty] | 0
3 | [8 empty] | 0
4 | [8 empty] | 0
Add More | [8 empty] | 0
End | [8 empty] | 0

## 31
[8 empty] | Bid Item Total | 0 | OUR COST
0
| ITEM | BID PACKET PAGE | QTY | UNIT | UNIT COST 1 | VENDOR 1 | UNIT COST 2 | VENDOR 2 | Total | COMMENT/NOTES
| Labor | [7 empty] | 0
1 | Labor Lead |  |  | HR | 74.69 |  |  |  | 0 | Input Prevailing Wage rates on "Prevailing Wage" tab.
2 | Laborer |  | 0 | HR | 71.69 |  |  |  | 0 | Assumes # of helpers to crew lead as outlined on Bid Schedule tab
3 | Operator |  |  | HR | 96.29 |  |  |  | 0
4 | Driver |  |  | HR | 76.71 |  |  |  | 0
5 | Plumber |  |  | HR | 87.69 |  |  |  | 0
6 | Welder |  |  | HR | 86.3 |  |  |  | 0
7 | 0 |  |  | HR | 0 |  |  |  | 0
8 | 0 |  |  | HR | 0 |  |  |  | 0
Add More |  |  |  | HR |  |  |  |  | 0
| Materials | [7 empty] | 0
1 | [8 empty] | 0
2 | [8 empty] | 0
3 | [8 empty] | 0
4 | [8 empty] | 0
Add More | [8 empty] | 0
End | [8 empty] | 0
| Equipment | [7 empty] | 0
1 | [8 empty] | 0
2 | [8 empty] | 0
3 | [8 empty] | 0
4 | [8 empty] | 0
Add More | [8 empty] | 0
End | [8 empty] | 0
| Subcontractors | [7 empty] | 0
1 | [8 empty] | 0
2 | [8 empty] | 0
3 | [8 empty] | 0
4 | [8 empty] | 0
Add More | [8 empty] | 0
End | [8 empty] | 0
| Rental | [7 empty] | 0
1 | [8 empty] | 0 | For equipment rates see this spreadsheet:
2 | [8 empty] | 0 | https://laurel-ag.box.com/s/fscobx1vxxwhne2hxnathrnucmlxae6m
3 | [8 empty] | 0
4 | [8 empty] | 0
Add More | [8 empty] | 0
End | [8 empty] | 0
| Fuel | [7 empty] | 0
1 | Diesel | [7 empty] | 0
2 | Gas | [7 empty] | 0
3 | [8 empty] | 0
4 | [8 empty] | 0
Add More | [8 empty] | 0
End | [8 empty] | 0
| Other | [7 empty] | 0
1 | [8 empty] | 0
2 | [8 empty] | 0
3 | [8 empty] | 0
4 | [8 empty] | 0
Add More | [8 empty] | 0
End | [8 empty] | 0

## 32
[8 empty] | Bid Item Total | 0 | OUR COST
0
| ITEM | BID PACKET PAGE | QTY | UNIT | UNIT COST 1 | VENDOR 1 | UNIT COST 2 | VENDOR 2 | Total | COMMENT/NOTES
| Labor | [7 empty] | 0
1 | Labor Lead |  |  | HR | 74.69 |  |  |  | 0 | Input Prevailing Wage rates on "Prevailing Wage" tab.
2 | Laborer |  | 0 | HR | 71.69 |  |  |  | 0 | Assumes # of helpers to crew lead as outlined on Bid Schedule tab
3 | Operator |  |  | HR | 96.29 |  |  |  | 0
4 | Driver |  |  | HR | 76.71 |  |  |  | 0
5 | Plumber |  |  | HR | 87.69 |  |  |  | 0
6 | Welder |  |  | HR | 86.3 |  |  |  | 0
7 | 0 |  |  | HR | 0 |  |  |  | 0
8 | 0 |  |  | HR | 0 |  |  |  | 0
Add More |  |  |  | HR |  |  |  |  | 0
| Materials | [7 empty] | 0
1 | [8 empty] | 0
2 | [8 empty] | 0
3 | [8 empty] | 0
4 | [8 empty] | 0
Add More | [8 empty] | 0
End | [8 empty] | 0
| Equipment | [7 empty] | 0
1 | [8 empty] | 0
2 | [8 empty] | 0
3 | [8 empty] | 0
4 | [8 empty] | 0
Add More | [8 empty] | 0
End | [8 empty] | 0
| Subcontractors | [7 empty] | 0
1 | [8 empty] | 0
2 | [8 empty] | 0
3 | [8 empty] | 0
4 | [8 empty] | 0
Add More | [8 empty] | 0
End | [8 empty] | 0
| Rental | [7 empty] | 0
1 | [8 empty] | 0 | For equipment rates see this spreadsheet:
2 | [8 empty] | 0 | https://laurel-ag.box.com/s/fscobx1vxxwhne2hxnathrnucmlxae6m
3 | [8 empty] | 0
4 | [8 empty] | 0
Add More | [8 empty] | 0
End | [8 empty] | 0
| Fuel | [7 empty] | 0
1 | Diesel | [7 empty] | 0
2 | Gas | [7 empty] | 0
3 | [8 empty] | 0
4 | [8 empty] | 0
Add More | [8 empty] | 0
End | [8 empty] | 0
| Other | [7 empty] | 0
1 | [8 empty] | 0
2 | [8 empty] | 0
3 | [8 empty] | 0
4 | [8 empty] | 0
Add More | [8 empty] | 0
End | [8 empty] | 0

## 33
[8 empty] | Bid Item Total | 0 | OUR COST
0
| ITEM | BID PACKET PAGE | QTY | UNIT | UNIT COST 1 | VENDOR 1 | UNIT COST 2 | VENDOR 2 | Total | COMMENT/NOTES
| Labor | [7 empty] | 0
1 | Labor Lead |  |  | HR | 74.69 |  |  |  | 0 | Input Prevailing Wage rates on "Prevailing Wage" tab.
2 | Laborer |  | 0 | HR | 71.69 |  |  |  | 0 | Assumes # of helpers to crew lead as outlined on Bid Schedule tab
3 | Operator |  |  | HR | 96.29 |  |  |  | 0
4 | Driver |  |  | HR | 76.71 |  |  |  | 0
5 | Plumber |  |  | HR | 87.69 |  |  |  | 0
6 | Welder |  |  | HR | 86.3 |  |  |  | 0
7 | 0 |  |  | HR | 0 |  |  |  | 0
8 | 0 |  |  | HR | 0 |  |  |  | 0
Add More |  |  |  | HR |  |  |  |  | 0
| Materials | [7 empty] | 0
1 | [8 empty] | 0
2 | [8 empty] | 0
3 | [8 empty] | 0
4 | [8 empty] | 0
Add More | [8 empty] | 0
End | [8 empty] | 0
| Equipment | [7 empty] | 0
1 | [8 empty] | 0
2 | [8 empty] | 0
3 | [8 empty] | 0
4 | [8 empty] | 0
Add More | [8 empty] | 0
End | [8 empty] | 0
| Subcontractors | [7 empty] | 0
1 | [8 empty] | 0
2 | [8 empty] | 0
3 | [8 empty] | 0
4 | [8 empty] | 0
Add More | [8 empty] | 0
End | [8 empty] | 0
| Rental | [7 empty] | 0
1 | [8 empty] | 0 | For equipment rates see this spreadsheet:
2 | [8 empty] | 0 | https://laurel-ag.box.com/s/fscobx1vxxwhne2hxnathrnucmlxae6m
3 | [8 empty] | 0
4 | [8 empty] | 0
Add More | [8 empty] | 0
End | [8 empty] | 0
| Fuel | [7 empty] | 0
1 | Diesel | [7 empty] | 0
2 | Gas | [7 empty] | 0
3 | [8 empty] | 0
4 | [8 empty] | 0
Add More | [8 empty] | 0
End | [8 empty] | 0
| Other | [7 empty] | 0
1 | [8 empty] | 0
2 | [8 empty] | 0
3 | [8 empty] | 0
4 | [8 empty] | 0
Add More | [8 empty] | 0
End | [8 empty] | 0

## 34
[8 empty] | Bid Item Total | 0 | OUR COST
0
| ITEM | BID PACKET PAGE | QTY | UNIT | UNIT COST 1 | VENDOR 1 | UNIT COST 2 | VENDOR 2 | Total | COMMENT/NOTES
| Labor | [7 empty] | 0
1 | Labor Lead |  |  | HR | 74.69 |  |  |  | 0 | Input Prevailing Wage rates on "Prevailing Wage" tab.
2 | Laborer |  | 0 | HR | 71.69 |  |  |  | 0 | Assumes # of helpers to crew lead as outlined on Bid Schedule tab
3 | Operator |  |  | HR | 96.29 |  |  |  | 0
4 | Driver |  |  | HR | 76.71 |  |  |  | 0
5 | Plumber |  |  | HR | 87.69 |  |  |  | 0
6 | Welder |  |  | HR | 86.3 |  |  |  | 0
7 | 0 |  |  | HR | 0 |  |  |  | 0
8 | 0 |  |  | HR | 0 |  |  |  | 0
Add More |  |  |  | HR |  |  |  |  | 0
| Materials | [7 empty] | 0
1 | [8 empty] | 0
2 | [8 empty] | 0
3 | [8 empty] | 0
4 | [8 empty] | 0
Add More | [8 empty] | 0
End | [8 empty] | 0
| Equipment | [7 empty] | 0
1 | [8 empty] | 0
2 | [8 empty] | 0
3 | [8 empty] | 0
4 | [8 empty] | 0
Add More | [8 empty] | 0
End | [8 empty] | 0
| Subcontractors | [7 empty] | 0
1 | [8 empty] | 0
2 | [8 empty] | 0
3 | [8 empty] | 0
4 | [8 empty] | 0
Add More | [8 empty] | 0
End | [8 empty] | 0
| Rental | [7 empty] | 0
1 | [8 empty] | 0 | For equipment rates see this spreadsheet:
2 | [8 empty] | 0 | https://laurel-ag.box.com/s/fscobx1vxxwhne2hxnathrnucmlxae6m
3 | [8 empty] | 0
4 | [8 empty] | 0
Add More | [8 empty] | 0
End | [8 empty] | 0
| Fuel | [7 empty] | 0
1 | Diesel | [7 empty] | 0
2 | Gas | [7 empty] | 0
3 | [8 empty] | 0
4 | [8 empty] | 0
Add More | [8 empty] | 0
End | [8 empty] | 0
| Other | [7 empty] | 0
1 | [8 empty] | 0
2 | [8 empty] | 0
3 | [8 empty] | 0
4 | [8 empty] | 0
Add More | [8 empty] | 0
End | [8 empty] | 0

## 35
[8 empty] | Bid Item Total | 0 | OUR COST
0
| ITEM | BID PACKET PAGE | QTY | UNIT | UNIT COST 1 | VENDOR 1 | UNIT COST 2 | VENDOR 2 | Total | COMMENT/NOTES
| Labor | [7 empty] | 0
1 | Labor Lead |  |  | HR | 74.69 |  |  |  | 0 | Input Prevailing Wage rates on "Prevailing Wage" tab.
2 | Laborer |  | 0 | HR | 71.69 |  |  |  | 0 | Assumes # of helpers to crew lead as outlined on Bid Schedule tab
3 | Operator |  |  | HR | 96.29 |  |  |  | 0
4 | Driver |  |  | HR | 76.71 |  |  |  | 0
5 | Plumber |  |  | HR | 87.69 |  |  |  | 0
6 | Welder |  |  | HR | 86.3 |  |  |  | 0
7 | 0 |  |  | HR | 0 |  |  |  | 0
8 | 0 |  |  | HR | 0 |  |  |  | 0
Add More |  |  |  | HR |  |  |  |  | 0
| Materials | [7 empty] | 0
1 | [8 empty] | 0
2 | [8 empty] | 0
3 | [8 empty] | 0
4 | [8 empty] | 0
Add More | [8 empty] | 0
End | [8 empty] | 0
| Equipment | [7 empty] | 0
1 | [8 empty] | 0
2 | [8 empty] | 0
3 | [8 empty] | 0
4 | [8 empty] | 0
Add More | [8 empty] | 0
End | [8 empty] | 0
| Subcontractors | [7 empty] | 0
1 | [8 empty] | 0
2 | [8 empty] | 0
3 | [8 empty] | 0
4 | [8 empty] | 0
Add More | [8 empty] | 0
End | [8 empty] | 0
| Rental | [7 empty] | 0
1 | [8 empty] | 0 | For equipment rates see this spreadsheet:
2 | [8 empty] | 0 | https://laurel-ag.box.com/s/fscobx1vxxwhne2hxnathrnucmlxae6m
3 | [8 empty] | 0
4 | [8 empty] | 0
Add More | [8 empty] | 0
End | [8 empty] | 0
| Fuel | [7 empty] | 0
1 | Diesel | [7 empty] | 0
2 | Gas | [7 empty] | 0
3 | [8 empty] | 0
4 | [8 empty] | 0
Add More | [8 empty] | 0
End | [8 empty] | 0
| Other | [7 empty] | 0
1 | [8 empty] | 0
2 | [8 empty] | 0
3 | [8 empty] | 0
4 | [8 empty] | 0
Add More | [8 empty] | 0
End | [8 empty] | 0